## About
State-level Hourly Demand and SHELF Pipeline Output - Missouri
Pipeline: elec_timeslice_pipeline v1.2 (consolidated workbooks + literature-standard validation suite)
Run date: 2026-07-27 16:21
Methodology (3-bullet summary):
1. Annual electricity by SHELF category from EPS state input files (BCEU buildings + BIFUbC industry + computed transport).
2. Hourly shapes from ResStock TMY3 (residential), ComStock TMY release 1 (commercial), and EFS Reference Moderate (transport + industry depending on mode).
3. Days clustered into 6 timeslices (Winter / Spring / Summer / Fall + pinned Summer Peak (top-5 days) + pinned Winter Peak (top-5 days)). SHELF LF tables = mean fraction of annual demand by hour-of-day per slice.
Time convention: Local Standard Time, hour-beginning, 8760 hours, 2018 non-leap calendar (Monday start).
Weather-year mismatch (key caveat):
ResStock + ComStock = TMY3 (1991-2005 synthesized typical year).
Cambium 2022 = 2012 actual weather (re-indexed to 2018 calendar via 1-day shift).
EFS = 2012 actual weather. Per-hour correlation between demand and renewable generation is therefore artificial; net-load peak hour is subject to weather-year noise. See Validation tab Section 9 for diagnostic shifts and a daily-coupled correlation metric.
Industry shape mode used: efs
Options: efs (EFS weather-driven), flat (default; bulk industry constant), cambium_residual (busbar - resstock - comstock with flat fallback).
Curtailment add-back factors (SYSHECF; informational here):
(none) - VA VRE share is low; impact is negligible. For high-VRE states (CA, TX), set non-zero values per CAISO/ERCOT reports.
Sources & References
Buildings - ResStock & ComStock:
ResStock TMY3 release: https://resstock.nrel.gov/dataviewer/
NREL ResStock End-Use Load Profiles (TMY3 version, residential).
Local data path: ResStock SHELF/ResStock_Upgrade0/state=MO
ComStock TMY release 1: https://comstock.nrel.gov/
NREL ComStock End-Use Load Profiles (TMY release 1, commercial).
Local data path: ResStock SHELF/ComStock_tmy_release1/state=MO
Generation - Cambium 2022 Mid-case:
Cambium 2022 documentation: https://www.nrel.gov/analysis/cambium.html
Cambium Scenario Viewer: https://scenarioviewer.nrel.gov/
Citation: Gagnon, P., Cole, W., Frazier, A., et al. (2022). Cambium 2022 Scenario Data. National Renewable Energy Laboratory.
Hourly file: data/cambium22_midcase_state_hourly/Cambium22_MidCase_hourly_MO_2024.csv
Annual file: data/cambium22_midcase_state_hourly/Cambium22_MidCase_annual_state.csv
Demand sectors - EFS:
NREL Electrification Futures Study (EFS): https://www.nrel.gov/analysis/electrification-futures.html
Local data path: data/efs/EFSLoadProfile_Reference_Moderate.zip
External cross-check sources:
EIA State Energy Data System (SEDS): https://www.eia.gov/state/seds/
EIA Form 923: https://www.eia.gov/electricity/data/eia923/
Methodology references (clustering & validation):
Poncelet, K., Hoschle, H., Delarue, E., et al. (2017). "Selecting Representative Days for Capturing the Implications of Integrating Intermittent Renewables in Generation Expansion Planning Problems." IEEE Trans. Power Systems 32(3).
Mallapragada, D.S., Papageorgiou, D.J., Venkatesh, A., et al. (2018). "Impact of model resolution on scenario outcomes for electricity sector system expansion." Energy 163.
NREL ReEDS Documentation (representative days methodology): https://www.nrel.gov/analysis/reeds/
All outputs are inputs for staff review. Verify against EIA SEDS / EIA-923 / Cambium Scenario Viewer before any work product use.

## Hourly Demand
timestamp_lst | residential-heating | residential-cooling | residential-lighting | residential-appliances | residential-other | residential-envelope | commercial-heating | commercial-cooling | commercial-lighting | commercial-appliances | commercial-other | commercial-envelope | LDVs | HDVs | aircraft | rail | ships | motorbikes | industry | district-heat-hydrogen | geoeng | datacenters | total_demand_MWh | day_of_year | hour | EPS Timeslice Day
2018-01-01 | 2341.2418 | 394.6168 | 143.2486 | 1084.8237 | 971.3918 | 0 | 226.6939 | 335.8876 | 297.0778 | 248.6439 | 1570.8808 | 0 | 0.84336 | 0.006379 | 0 | 0.3137 | 0 | 0 | 1046.4426 | 0 | 0 | 0 | 8662.1127 | 1 | 0 | Spring
2018-01-01 01:00 | 2292.3384 | 343.9612 | 91.8171 | 640.789 | 909.0268 | 0 | 160.4339 | 285.7447 | 279.5264 | 175.7802 | 1505.9626 | 0 | 0.33492 | 0.0064835 | 0 | 0.12458 | 0 | 0 | 1042.4524 | 0 | 0 | 0 | 7728.2988 | 1 | 1 | Spring
2018-01-01 02:00 | 2395.4636 | 372.0897 | 84.7306 | 528.151 | 879.8615 | 0 | 140.4005 | 271.0543 | 269.2645 | 156.4617 | 1478.6466 | 0 | 0.28231 | 0.0067288 | 0 | 0.10501 | 0 | 0 | 982.831 | 0 | 0 | 0 | 7559.3491 | 1 | 2 | Spring
2018-01-01 03:00 | 2534.0485 | 381.1115 | 83.153 | 403.0867 | 867.4134 | 0 | 152.1325 | 273.2049 | 266.4335 | 152.0562 | 1445.5446 | 0 | 0.20177 | 0.0062335 | 0 | 0.07505 | 0 | 0 | 943.7243 | 0 | 0 | 0 | 7502.1923 | 1 | 3 | Spring
2018-01-01 04:00 | 2592.723 | 386.5879 | 83.153 | 392.3475 | 866.2011 | 0 | 166.0972 | 290.9767 | 267.755 | 158.1536 | 1409.419 | 0 | 0.038573 | 0.0064611 | 0 | 0.014347 | 0 | 0 | 938.6892 | 0 | 0 | 0 | 7552.1626 | 1 | 4 | Spring
2018-01-01 05:00 | 2691.1297 | 404.6546 | 83.5647 | 507.8478 | 891.7891 | 0 | 189.7017 | 315.0455 | 278.5289 | 189.5749 | 1411.5797 | 0 | 0.12113 | 0.0066085 | 0 | 0.045056 | 0 | 0 | 961.108 | 0 | 0 | 0 | 7924.6972 | 1 | 5 | Spring
2018-01-01 06:00 | 2811.0829 | 417.1134 | 95.7784 | 839.1461 | 938.311 | 0 | 256.5778 | 378.8338 | 308.6883 | 254.016 | 1471.0486 | 0 | 0.25156 | 0.0066018 | 0 | 0.09357 | 0 | 0 | 938.3702 | 0 | 0 | 0 | 8709.3183 | 1 | 6 | Spring
2018-01-01 07:00 | 2885.0022 | 422.5871 | 193.2442 | 1291.1935 | 1047.7943 | 0 | 420.7236 | 476.4797 | 362.4822 | 344.4798 | 1780.761 | 0 | 0.43932 | 0.0067041 | 0 | 0.16341 | 0 | 0 | 931.0881 | 0 | 0 | 0 | 10156.4451 | 1 | 7 | Spring
2018-01-01 08:00 | 2930.6271 | 425.1512 | 268.2709 | 1427.8906 | 1164.7002 | 0 | 422.8853 | 555.2381 | 344.4852 | 470.592 | 2019.6483 | 0 | 0.79111 | 0.0059154 | 0 | 0.29426 | 0 | 0 | 884.0886 | 0 | 0 | 0 | 10914.6687 | 1 | 8 | Spring
2018-01-01 09:00 | 2854.0186 | 411.6412 | 271.6847 | 1526.9639 | 1210.8336 | 0 | 405.0553 | 600.4007 | 373.1925 | 723.3796 | 2262.3134 | 0 | 1.3759 | 0.0058813 | 0 | 0.51179 | 0 | 0 | 869.9574 | 0 | 0 | 0 | 11511.3346 | 1 | 9 | Spring
2018-01-01 10:00 | 2710.4804 | 391.0339 | 267.4875 | 1528.2099 | 1240.0587 | 0 | 365.6215 | 645.2139 | 427.9549 | 836.7327 | 2474.8876 | 0 | 1.847 | 0.0057665 | 0 | 0.68701 | 0 | 0 | 856.4388 | 0 | 0 | 0 | 11746.6598 | 1 | 10 | Spring
2018-01-01 11:00 | 2521.5157 | 367.1773 | 251.4957 | 1615.7127 | 1237.135 | 0 | 323.3857 | 676.9921 | 455.032 | 891.1074 | 2638.8292 | 0 | 2.3688 | 0.0057171 | 0 | 0.88108 | 0 | 0 | 869.7617 | 0 | 0 | 0 | 11851.3999 | 1 | 11 | Spring
2018-01-01 12:00 | 2317.3959 | 350.2252 | 233.5682 | 1636.1306 | 1238.5194 | 0 | 280.7814 | 691.0813 | 462.2699 | 916.4719 | 2689.9765 | 0 | 2.98 | 0.0056908 | 0 | 1.1084 | 0 | 0 | 868.4735 | 0 | 0 | 0 | 11688.988 | 1 | 12 | Spring
2018-01-01 13:00 | 2153.1609 | 333.4447 | 224.1392 | 1538.9554 | 1247.0839 | 0 | 250.3889 | 699.0291 | 458.6284 | 903.3442 | 2668.6977 | 0 | 3.0578 | 0.0064131 | 0 | 1.1374 | 0 | 0 | 867.9721 | 0 | 0 | 0 | 11349.046 | 1 | 13 | Spring
2018-01-01 14:00 | 1984.4175 | 310.4866 | 216.066 | 1408.4086 | 1203.8088 | 0 | 233.5131 | 697.4124 | 444.9337 | 868.3479 | 2591.0355 | 0 | 3.2761 | 0.006516 | 0 | 1.2186 | 0 | 0 | 899.1869 | 0 | 0 | 0 | 10862.1184 | 1 | 14 | Spring
2018-01-01 15:00 | 1883.316 | 303.7735 | 221.4477 | 1320.3581 | 1189.4049 | 0 | 217.424 | 681.2815 | 418.6017 | 815.8218 | 2458.7766 | 0 | 3.5332 | 0.0066463 | 0 | 1.3142 | 0 | 0 | 904.3268 | 0 | 0 | 0 | 10419.3866 | 1 | 15 | Spring
2018-01-01 16:00 | 1839.2997 | 297.4535 | 252.7982 | 1394.7052 | 1244.2545 | 0 | 214.8724 | 654.2285 | 385.4904 | 788.9065 | 2330.8758 | 0 | 4.1362 | 0.0071088 | 0 | 1.5385 | 0 | 0 | 934.3751 | 0 | 0 | 0 | 10342.9416 | 1 | 16 | Spring
2018-01-01 17:00 | 1922.2143 | 300.3457 | 339.3373 | 1551.2082 | 1349.2772 | 0 | 227.7993 | 609.2072 | 388.9768 | 623.164 | 2232.0612 | 0 | 3.8175 | 0.0069968 | 0 | 1.4199 | 0 | 0 | 922.8097 | 0 | 0 | 0 | 10471.6453 | 1 | 17 | Spring
2018-01-01 18:00 | 1976.7242 | 305.1365 | 509.26 | 1862.1908 | 1492.6493 | 0 | 234.1083 | 547.5175 | 483.1072 | 594.9456 | 2151.2535 | 0 | 4.7166 | 0.0070256 | 0 | 1.7544 | 0 | 0 | 968.0376 | 0 | 0 | 0 | 11131.4085 | 1 | 18 | Spring
2018-01-01 19:00 | 1982.1371 | 306.9629 | 702.4337 | 1929.8382 | 1545.0011 | 0 | 239.0084 | 504.4095 | 456.6614 | 575.4297 | 1943.2761 | 0 | 4.6038 | 0.0069847 | 0 | 1.7124 | 0 | 0 | 961.2735 | 0 | 0 | 0 | 11152.7546 | 1 | 19 | Spring
2018-01-01 20:00 | 2013.7692 | 308.8237 | 792.5819 | 1855.5534 | 1509.8567 | 0 | 234.0369 | 455.1812 | 434.0916 | 539.7428 | 1848.5402 | 0 | 3.9073 | 0.0069558 | 0 | 1.4534 | 0 | 0 | 979.1965 | 0 | 0 | 0 | 10976.7417 | 1 | 20 | Spring
2018-01-01 21:00 | 2058.1949 | 310.8271 | 735.8579 | 1818.6275 | 1452.0654 | 0 | 218.5111 | 404.2907 | 416.442 | 441.7716 | 1750.6478 | 0 | 3.301 | 0.0069267 | 0 | 1.2279 | 0 | 0 | 994.6563 | 0 | 0 | 0 | 10606.4281 | 1 | 21 | Spring
2018-01-01 22:00 | 2129.9404 | 314.1071 | 551.7896 | 1752.5691 | 1357.0528 | 0 | 137.9027 | 361.6281 | 384.8451 | 347.4459 | 1662.745 | 0 | 2.5642 | 0.0068136 | 0 | 0.95379 | 0 | 0 | 1029.5941 | 0 | 0 | 0 | 10033.1447 | 1 | 22 | Spring
2018-01-01 23:00 | 2200.9239 | 318.2792 | 366.3859 | 1541.3819 | 1123.0488 | 0 | 146.0487 | 341.1935 | 331.3103 | 288.682 | 1607.0386 | 0 | 1.7287 | 0.0067208 | 0 | 0.64302 | 0 | 0 | 1092.8721 | 0 | 0 | 0 | 9359.5435 | 1 | 23 | Spring
2018-01-02 | 2267.0642 | 322.2838 | 143.9921 | 1144.7088 | 971.2943 | 0 | 160.6 | 329.722 | 297.0712 | 251.9113 | 1570.8671 | 0 | 0.34879 | 0.0057449 | 0 | 0.12973 | 0 | 0 | 1467.9154 | 0 | 0 | 0 | 8927.9145 | 2 | 0 | Winter
2018-01-02 01:00 | 2301.8399 | 322.2657 | 92.2952 | 760.4487 | 909.2875 | 0 | 166.6282 | 290.2716 | 279.5264 | 204.8665 | 1505.9626 | 0 | 0.2176 | 0.0056856 | 0 | 0.080938 | 0 | 0 | 1437.3892 | 0 | 0 | 0 | 8271.0859 | 2 | 1 | Winter
2018-01-02 02:00 | 2338.8496 | 328.7023 | 84.7824 | 556.8668 | 879.4339 | 0 | 153.0612 | 271.4369 | 269.2645 | 179.6335 | 1478.6466 | 0 | 0.1022 | 0.0056895 | 0 | 0.038015 | 0 | 0 | 1454.8105 | 0 | 0 | 0 | 7995.6343 | 2 | 2 | Winter
2018-01-02 03:00 | 2451.1815 | 347.7431 | 83.153 | 474.5139 | 867.1061 | 0 | 158.7878 | 274.3072 | 266.4335 | 172.3157 | 1445.5446 | 0 | 0.13161 | 0.0057289 | 0 | 0.048955 | 0 | 0 | 1442.4591 | 0 | 0 | 0 | 7983.7319 | 2 | 3 | Winter
2018-01-02 04:00 | 2525.9368 | 356.6071 | 83.153 | 438.2341 | 866.4186 | 0 | 178.4581 | 291.5388 | 267.755 | 173.6157 | 1409.419 | 0 | 0.070252 | 0.005806 | 0 | 0.026131 | 0 | 0 | 1444.8089 | 0 | 0 | 0 | 8036.0474 | 2 | 4 | Winter
2018-01-02 05:00 | 2667.7645 | 372.8155 | 83.5441 | 529.1712 | 891.7846 | 0 | 211.7269 | 320.0957 | 278.5289 | 205.2689 | 1411.5797 | 0 | 0.28928 | 0.0058862 | 0 | 0.1076 | 0 | 0 | 1527.1882 | 0 | 0 | 0 | 8499.8708 | 2 | 5 | Winter
2018-01-02 06:00 | 2738.4558 | 381.2689 | 95.5404 | 820.6964 | 938.7528 | 0 | 261.857 | 389.0986 | 308.6883 | 263.1712 | 1471.0486 | 0 | 0.76848 | 0.0060525 | 0 | 0.28584 | 0 | 0 | 1564.0342 | 0 | 0 | 0 | 9233.6725 | 2 | 6 | Winter
2018-01-02 07:00 | 2791.5166 | 387.4812 | 192.8811 | 1260.8873 | 1048.7756 | 0 | 415.6911 | 490.4277 | 362.4822 | 348.849 | 1780.761 | 0 | 1.4435 | 0.0051986 | 0 | 0.53692 | 0 | 0 | 1658.2745 | 0 | 0 | 0 | 10740.013 | 2 | 7 | Winter
2018-01-02 08:00 | 2796.3516 | 391.4533 | 262.5077 | 1429.6795 | 1159.7484 | 0 | 410.3878 | 574.34 | 344.4852 | 476.4322 | 2019.6483 | 0 | 1.5764 | 0.005205 | 0 | 0.58634 | 0 | 0 | 1741.6547 | 0 | 0 | 0 | 11608.8567 | 2 | 8 | Winter
2018-01-02 09:00 | 2635.8541 | 381.5593 | 270.1247 | 1486.2369 | 1209.6438 | 0 | 379.3288 | 629.9816 | 373.1925 | 728.0255 | 2262.3134 | 0 | 1.4895 | 0.0059826 | 0 | 0.55405 | 0 | 0 | 1843.1665 | 0 | 0 | 0 | 12201.4766 | 2 | 9 | Winter
2018-01-02 10:00 | 2400.746 | 367.0784 | 268.4482 | 1524.2534 | 1241.3996 | 0 | 332.7521 | 683.0645 | 427.9549 | 837.8148 | 2474.8876 | 0 | 1.6435 | 0.0059282 | 0 | 0.61131 | 0 | 0 | 1787.2546 | 0 | 0 | 0 | 12347.9149 | 2 | 10 | Winter
2018-01-02 11:00 | 2163.1639 | 352.6459 | 252.6172 | 1566.1386 | 1239.6653 | 0 | 291.8288 | 733.2301 | 455.032 | 894.4737 | 2638.8292 | 0 | 2.0095 | 0.0058915 | 0 | 0.74746 | 0 | 0 | 1799.6811 | 0 | 0 | 0 | 12390.0687 | 2 | 11 | Winter
2018-01-02 12:00 | 1983.0716 | 338.3186 | 233.0119 | 1541.875 | 1237.7621 | 0 | 253.6984 | 750.015 | 462.2699 | 919.2997 | 2689.9765 | 0 | 2.2858 | 0.0059312 | 0 | 0.85021 | 0 | 0 | 1804.5128 | 0 | 0 | 0 | 12216.9533 | 2 | 12 | Winter
2018-01-02 13:00 | 1870.0578 | 327.7459 | 223.2869 | 1492.5095 | 1246.2131 | 0 | 231.0551 | 748.951 | 458.6284 | 905.9192 | 2668.6977 | 0 | 2.3185 | 0.0059404 | 0 | 0.86237 | 0 | 0 | 1807.2936 | 0 | 0 | 0 | 11983.545 | 2 | 13 | Winter
2018-01-02 14:00 | 1727.741 | 313.3525 | 216.5269 | 1334.4526 | 1205.3132 | 0 | 216.3205 | 735.8854 | 444.9337 | 867.564 | 2591.0355 | 0 | 2.6181 | 0.006037 | 0 | 0.97383 | 0 | 0 | 1789.2312 | 0 | 0 | 0 | 11445.9545 | 2 | 14 | Winter
2018-01-02 15:00 | 1625.5455 | 309.7648 | 222.7317 | 1276.2092 | 1190.6925 | 0 | 200.6499 | 717.3039 | 418.6017 | 821.3286 | 2458.7766 | 0 | 3.6269 | 0.0061801 | 0 | 1.3491 | 0 | 0 | 1785.0973 | 0 | 0 | 0 | 11031.684 | 2 | 15 | Winter
2018-01-02 16:00 | 1561.2909 | 308.4721 | 253.9814 | 1343.6474 | 1247.4047 | 0 | 195.4827 | 675.6928 | 385.4904 | 787.1314 | 2330.8758 | 0 | 4.978 | 0.0064036 | 0 | 1.8516 | 0 | 0 | 1797.4036 | 0 | 0 | 0 | 10893.7091 | 2 | 16 | Winter
2018-01-02 17:00 | 1633.3974 | 312.7376 | 338.871 | 1510.5926 | 1349.3722 | 0 | 210.0613 | 614.7258 | 375.7486 | 623.7091 | 2232.0612 | 0 | 6.0693 | 0.006222 | 0 | 2.2575 | 0 | 0 | 1753.8037 | 0 | 0 | 0 | 10963.4136 | 2 | 17 | Winter
2018-01-02 18:00 | 1729.7018 | 316.3923 | 507.0373 | 1764.3013 | 1493.6031 | 0 | 223.5758 | 547.4526 | 483.1072 | 596.4611 | 2151.2535 | 0 | 4.7615 | 0.0062319 | 0 | 1.7711 | 0 | 0 | 1775.2088 | 0 | 0 | 0 | 11594.6334 | 2 | 18 | Winter
2018-01-02 19:00 | 1768.4345 | 319.3655 | 700.1656 | 1935.5495 | 1544.5829 | 0 | 229.6419 | 498.0328 | 456.6614 | 576.7016 | 1943.2761 | 0 | 2.6051 | 0.0061576 | 0 | 0.96899 | 0 | 0 | 1794.8251 | 0 | 0 | 0 | 11770.8171 | 2 | 19 | Winter
2018-01-02 20:00 | 1808.0852 | 320.799 | 794.0283 | 1837.3427 | 1510.4015 | 0 | 227.5801 | 444.9096 | 434.0916 | 539.1494 | 1848.5402 | 0 | 2.0182 | 0.0061857 | 0 | 0.75069 | 0 | 0 | 1792.644 | 0 | 0 | 0 | 11560.3467 | 2 | 20 | Winter
2018-01-02 21:00 | 1872.7412 | 325.2512 | 739.4471 | 1765.7313 | 1452.7432 | 0 | 215.1962 | 393.9344 | 416.442 | 441.0238 | 1750.6478 | 0 | 1.5108 | 0.0060994 | 0 | 0.56196 | 0 | 0 | 1749.5056 | 0 | 0 | 0 | 11124.7426 | 2 | 21 | Winter
2018-01-02 22:00 | 1971.5203 | 333.0327 | 552.5576 | 1696.4409 | 1359.0017 | 0 | 141.5271 | 355.6697 | 384.8451 | 349.2379 | 1662.745 | 0 | 0.96823 | 0.0058747 | 0 | 0.36014 | 0 | 0 | 1664.1669 | 0 | 0 | 0 | 10472.0791 | 2 | 22 | Winter
2018-01-02 23:00 | 2086.7295 | 341.4093 | 364.3273 | 1426.9271 | 1119.349 | 0 | 153.5402 | 335.9497 | 331.3103 | 288.7499 | 1607.0386 | 0 | 0.67981 | 0.0058718 | 0 | 0.25286 | 0 | 0 | 1604.0187 | 0 | 0 | 0 | 9660.2882 | 2 | 23 | Winter
2018-01-03 | 2159.8379 | 346.3932 | 143.5562 | 1056.6917 | 969.5265 | 0 | 167.0019 | 324.9513 | 297.0712 | 250.5191 | 1570.8671 | 0 | 0.3605 | 0.0059274 | 0 | 0.13409 | 0 | 0 | 1517.0729 | 0 | 0 | 0 | 8803.9895 | 3 | 0 | Winter
2018-01-03 01:00 | 2174.864 | 346.8774 | 91.8935 | 693.6 | 908.1488 | 0 | 169.5847 | 290.4495 | 280.3765 | 205.7925 | 1505.1196 | 0 | 0.22771 | 0.006 | 0 | 0.084699 | 0 | 0 | 1507.1289 | 0 | 0 | 0 | 8174.1537 | 3 | 1 | Winter
2018-01-03 02:00 | 2164.9905 | 348.0068 | 84.7898 | 529.22 | 879.4115 | 0 | 148.7936 | 275.1384 | 269.5294 | 179.8206 | 1478.1875 | 0 | 0.10766 | 0.0059932 | 0 | 0.040044 | 0 | 0 | 1536.3449 | 0 | 0 | 0 | 7894.3867 | 3 | 2 | Winter
2018-01-03 03:00 | 2253.0755 | 352.6657 | 83.153 | 424.1265 | 867.6706 | 0 | 155.1502 | 278.7139 | 266.5707 | 172.0828 | 1447.029 | 0 | 0.13935 | 0.0061083 | 0 | 0.051834 | 0 | 0 | 1533.9101 | 0 | 0 | 0 | 7834.3453 | 3 | 3 | Winter
2018-01-03 04:00 | 2319.1969 | 358.3815 | 83.153 | 431.3675 | 866.3698 | 0 | 174.1808 | 294.8511 | 267.699 | 173.9867 | 1412.9785 | 0 | 0.075598 | 0.0061664 | 0 | 0.028119 | 0 | 0 | 1557.1198 | 0 | 0 | 0 | 7939.3944 | 3 | 4 | Winter
2018-01-03 05:00 | 2412.3207 | 367.0799 | 83.5793 | 525.8808 | 892.6612 | 0 | 196.3401 | 321.4876 | 278.346 | 206.6019 | 1415.3208 | 0 | 0.31293 | 0.0062991 | 0 | 0.1164 | 0 | 0 | 1654.215 | 0 | 0 | 0 | 8354.269 | 3 | 5 | Winter
2018-01-03 06:00 | 2483.9445 | 371.3805 | 95.2342 | 811.7147 | 938.6263 | 0 | 249.1178 | 386.6765 | 308.3191 | 262.7056 | 1476.3328 | 0 | 0.75523 | 0.0061256 | 0 | 0.28092 | 0 | 0 | 1554.4271 | 0 | 0 | 0 | 8939.5213 | 3 | 6 | Winter
2018-01-03 07:00 | 2523.4526 | 374.386 | 193.3807 | 1238.8283 | 1049.6754 | 0 | 394.0647 | 481.2005 | 361.4325 | 349.5991 | 1786.7213 | 0 | 1.4529 | 0.0059642 | 0 | 0.54041 | 0 | 0 | 1683.5804 | 0 | 0 | 0 | 10438.3208 | 3 | 7 | Winter
2018-01-03 08:00 | 2539.3663 | 378.927 | 263.6443 | 1433.5374 | 1162.4834 | 0 | 389.9826 | 562.9476 | 341.9446 | 477.4152 | 2024.559 | 0 | 1.6054 | 0.0059369 | 0 | 0.59713 | 0 | 0 | 1781.6045 | 0 | 0 | 0 | 11358.6202 | 3 | 8 | Winter
2018-01-03 09:00 | 2485.2051 | 379.6635 | 267.1238 | 1465.5705 | 1206.4875 | 0 | 379.5267 | 612.0725 | 369.9993 | 728.1733 | 2265.9667 | 0 | 1.5074 | 0.005807 | 0 | 0.5607 | 0 | 0 | 1869.7172 | 0 | 0 | 0 | 12031.58 | 3 | 9 | Winter
2018-01-03 10:00 | 2392.4525 | 370.185 | 266.2126 | 1506.9089 | 1238.0977 | 0 | 349.7146 | 655.9551 | 426.9046 | 839.1348 | 2476.1416 | 0 | 1.6562 | 0.0058066 | 0 | 0.61603 | 0 | 0 | 1804.4134 | 0 | 0 | 0 | 12328.3987 | 3 | 10 | Winter
2018-01-03 11:00 | 2268.7996 | 356.0434 | 251.1001 | 1586.6093 | 1235.2597 | 0 | 313.8162 | 691.0223 | 454.7857 | 895.2728 | 2638.4569 | 0 | 2.0216 | 0.0058133 | 0 | 0.75194 | 0 | 0 | 1812.7569 | 0 | 0 | 0 | 12506.7022 | 3 | 11 | Winter
2018-01-03 12:00 | 2182.8141 | 349.901 | 232.8455 | 1564.925 | 1234.5642 | 0 | 292.4318 | 707.4764 | 462.2038 | 920.3582 | 2687.2316 | 0 | 2.2858 | 0.0057794 | 0 | 0.85023 | 0 | 0 | 1806.483 | 0 | 0 | 0 | 12444.3765 | 3 | 12 | Winter
2018-01-03 13:00 | 2130.062 | 346.2051 | 223.9975 | 1461.849 | 1243.5411 | 0 | 279.9062 | 707.1241 | 458.607 | 904.9548 | 2665.233 | 0 | 2.3234 | 0.0058431 | 0 | 0.86423 | 0 | 0 | 1813.5845 | 0 | 0 | 0 | 12238.2578 | 3 | 13 | Winter
2018-01-03 14:00 | 2008.8226 | 342.896 | 215.7551 | 1377.7992 | 1202.6795 | 0 | 264.3536 | 702.6665 | 444.7941 | 870.9503 | 2587.6906 | 0 | 2.6202 | 0.005805 | 0 | 0.97461 | 0 | 0 | 1792.6647 | 0 | 0 | 0 | 11814.6729 | 3 | 14 | Winter
2018-01-03 15:00 | 1939.1966 | 339.8236 | 218.5131 | 1288.207 | 1184.18 | 0 | 248.6969 | 681.3349 | 418.3252 | 820.8487 | 2454.409 | 0 | 3.6296 | 0.0059414 | 0 | 1.3501 | 0 | 0 | 1788.6212 | 0 | 0 | 0 | 11387.1418 | 3 | 15 | Winter
2018-01-03 16:00 | 1899.0436 | 329.9618 | 250.7304 | 1307.4634 | 1241.3716 | 0 | 248.5216 | 634.7218 | 385.0426 | 788.455 | 2323.7506 | 0 | 4.9939 | 0.0062836 | 0 | 1.8575 | 0 | 0 | 1805.2096 | 0 | 0 | 0 | 11221.1298 | 3 | 16 | Winter
2018-01-03 17:00 | 1950.6189 | 327.8595 | 335.1138 | 1507.2921 | 1346.8892 | 0 | 256.9538 | 583.9057 | 375.4342 | 623.6369 | 2226.2753 | 0 | 6.0934 | 0.0063743 | 0 | 2.2665 | 0 | 0 | 1762.9188 | 0 | 0 | 0 | 11305.2645 | 3 | 17 | Winter
2018-01-03 18:00 | 2036.8632 | 334.1044 | 503.9535 | 1799.0884 | 1489.1667 | 0 | 275.1021 | 526.7299 | 482.9435 | 596.2162 | 2145.2711 | 0 | 4.7685 | 0.0064032 | 0 | 1.7737 | 0 | 0 | 1780.7464 | 0 | 0 | 0 | 11976.734 | 3 | 18 | Winter
2018-01-03 19:00 | 2098.3165 | 347.5979 | 700.1473 | 1915.1464 | 1541.3135 | 0 | 288.1068 | 486.0515 | 456.3981 | 578.3739 | 1939.6489 | 0 | 2.5594 | 0.0064005 | 0 | 0.95201 | 0 | 0 | 1769.1239 | 0 | 0 | 0 | 12123.7425 | 3 | 19 | Winter
2018-01-03 20:00 | 2125.682 | 349.5464 | 798.2967 | 1841.3612 | 1509.9825 | 0 | 278.4289 | 438.0939 | 433.8378 | 539.2883 | 1847.6458 | 0 | 1.973 | 0.0064665 | 0 | 0.73386 | 0 | 0 | 1758.9132 | 0 | 0 | 0 | 11923.7899 | 3 | 20 | Winter
2018-01-03 21:00 | 2206.3661 | 354.9045 | 740.6338 | 1753.6237 | 1453.0706 | 0 | 264.9457 | 392.6327 | 416.9044 | 439.1472 | 1751.3338 | 0 | 1.5258 | 0.0064732 | 0 | 0.56753 | 0 | 0 | 1768.1148 | 0 | 0 | 0 | 11543.7769 | 3 | 21 | Winter
2018-01-03 22:00 | 2345.737 | 366.5376 | 547.5746 | 1676.9395 | 1356.33 | 0 | 173.963 | 352.9136 | 387.4343 | 351.134 | 1664.7943 | 0 | 0.98306 | 0.0063334 | 0 | 0.36566 | 0 | 0 | 1688.927 | 0 | 0 | 0 | 10913.6399 | 3 | 22 | Winter
2018-01-03 23:00 | 2468.2403 | 377.3375 | 361.9523 | 1465.878 | 1121.0228 | 0 | 188.9371 | 336.468 | 334.9043 | 290.3147 | 1608.5029 | 0 | 0.67561 | 0.005945 | 0 | 0.2513 | 0 | 0 | 1593.0263 | 0 | 0 | 0 | 10147.5169 | 3 | 23 | Winter
2018-01-04 | 2617.7873 | 390.6337 | 143.8418 | 1062.8135 | 971.649 | 0 | 209.0044 | 328.1298 | 299.0758 | 248.5689 | 1571.4723 | 0 | 0.35528 | 0.0063531 | 0 | 0.13215 | 0 | 0 | 1493.0084 | 0 | 0 | 0 | 9336.4786 | 4 | 0 | Winter Peak
2018-01-04 01:00 | 2711.818 | 399.0745 | 91.9972 | 699.7733 | 908.6877 | 0 | 217.1009 | 296.0265 | 279.9786 | 205.5715 | 1499.6921 | 0 | 0.22381 | 0.006314 | 0 | 0.083248 | 0 | 0 | 1476.0811 | 0 | 0 | 0 | 8786.1147 | 4 | 1 | Winter Peak
2018-01-04 02:00 | 2755.4717 | 403.5281 | 84.7438 | 509.4364 | 879.4619 | 0 | 201.3504 | 281.2579 | 269.4236 | 181.198 | 1473.7262 | 0 | 0.10476 | 0.006327 | 0 | 0.038966 | 0 | 0 | 1498.5816 | 0 | 0 | 0 | 8538.3295 | 4 | 2 | Winter Peak
2018-01-04 03:00 | 2888.2727 | 412.0745 | 83.153 | 424.8507 | 867.0553 | 0 | 211.7797 | 286.6242 | 266.5045 | 171.8951 | 1441.5905 | 0 | 0.13497 | 0.006291 | 0 | 0.050203 | 0 | 0 | 1479.8058 | 0 | 0 | 0 | 8533.7974 | 4 | 3 | Winter Peak
2018-01-04 04:00 | 2986.6799 | 421.4416 | 83.153 | 410.0592 | 866.1676 | 0 | 235.3843 | 302.4915 | 267.7548 | 173.2567 | 1406.1367 | 0 | 0.072709 | 0.006363 | 0 | 0.027045 | 0 | 0 | 1497.7141 | 0 | 0 | 0 | 8650.3457 | 4 | 4 | Winter Peak
2018-01-04 05:00 | 3126.0905 | 435.6717 | 83.5613 | 520.5228 | 891.6729 | 0 | 265.8298 | 327.3345 | 278.5034 | 207.0088 | 1407.606 | 0 | 0.30247 | 0.0065572 | 0 | 0.11251 | 0 | 0 | 1597.9689 | 0 | 0 | 0 | 9142.1922 | 4 | 5 | Winter Peak
2018-01-04 06:00 | 3244.3867 | 447.5028 | 95.6759 | 833.853 | 938.6014 | 0 | 341.5091 | 393.0113 | 308.7658 | 263.0408 | 1468.3202 | 0 | 0.76363 | 0.0055313 | 0 | 0.28404 | 0 | 0 | 1562.8402 | 0 | 0 | 0 | 9898.5603 | 4 | 6 | Winter Peak
2018-01-04 07:00 | 3325.5782 | 455.1705 | 191.152 | 1296.3187 | 1047.6048 | 0 | 530.6529 | 480.5961 | 362.8946 | 349.7171 | 1779.6201 | 0 | 1.4497 | 0.0053288 | 0 | 0.53925 | 0 | 0 | 1671.2478 | 0 | 0 | 0 | 11492.5472 | 4 | 7 | Winter Peak
2018-01-04 08:00 | 3381.4092 | 460.2666 | 260.5323 | 1397.2757 | 1158.8285 | 0 | 525.9393 | 551.0859 | 345.0108 | 477.4515 | 2017.8965 | 0 | 1.5594 | 0.0052645 | 0 | 0.58003 | 0 | 0 | 1725.7341 | 0 | 0 | 0 | 12303.5751 | 4 | 8 | Winter Peak
2018-01-04 09:00 | 3308.475 | 457.3238 | 267.8018 | 1461.2543 | 1207.8086 | 0 | 510.3626 | 595.547 | 373.2298 | 728.0123 | 2257.9883 | 0 | 1.444 | 0.0052037 | 0 | 0.53711 | 0 | 0 | 1787.5786 | 0 | 0 | 0 | 12957.3685 | 4 | 9 | Winter Peak
2018-01-04 10:00 | 3202.7252 | 453.3068 | 267.0026 | 1520.1599 | 1241.0847 | 0 | 481.8817 | 632.9874 | 427.9351 | 838.3576 | 2464.3516 | 0 | 1.5736 | 0.0051101 | 0 | 0.5853 | 0 | 0 | 1712.0665 | 0 | 0 | 0 | 13244.0231 | 4 | 10 | Winter Peak
2018-01-04 11:00 | 3075.9494 | 443.0395 | 253.2649 | 1553.2653 | 1239.6176 | 0 | 443.3553 | 657.2206 | 454.9391 | 895.5296 | 2619.0307 | 0 | 1.9147 | 0.0050706 | 0 | 0.71218 | 0 | 0 | 1715.5876 | 0 | 0 | 0 | 13353.4315 | 4 | 11 | Winter Peak
2018-01-04 12:00 | 2931.2782 | 433.968 | 234.3485 | 1529.633 | 1238.9546 | 0 | 407.0485 | 664.7423 | 462.2158 | 922.0837 | 2659.1363 | 0 | 2.1696 | 0.00507 | 0 | 0.80699 | 0 | 0 | 1713.3321 | 0 | 0 | 0 | 13199.7228 | 4 | 12 | Winter Peak
2018-01-04 13:00 | 2841.2221 | 430.5318 | 224.2727 | 1440.3574 | 1248.1206 | 0 | 385.8975 | 659.4523 | 458.611 | 905.0905 | 2631.5079 | 0 | 2.2034 | 0.0050014 | 0 | 0.81957 | 0 | 0 | 1718.2669 | 0 | 0 | 0 | 12946.3586 | 4 | 13 | Winter Peak
2018-01-04 14:00 | 2726.1708 | 419.8745 | 217.1307 | 1344.7905 | 1205.6219 | 0 | 387.5188 | 649.6105 | 444.7978 | 869.9449 | 2553.0501 | 0 | 2.4872 | 0.0050521 | 0 | 0.92514 | 0 | 0 | 1699.9101 | 0 | 0 | 0 | 12521.838 | 4 | 14 | Winter Peak
2018-01-04 15:00 | 2685.2732 | 414.257 | 220.335 | 1286.56 | 1187.4031 | 0 | 380.2633 | 629.6271 | 418.3259 | 820.2462 | 2424.9496 | 0 | 3.4549 | 0.0051148 | 0 | 1.2851 | 0 | 0 | 1700.9906 | 0 | 0 | 0 | 12172.9759 | 4 | 15 | Winter Peak
2018-01-04 16:00 | 2738.6751 | 424.9342 | 254.1778 | 1323.0823 | 1243.4726 | 0 | 396.2735 | 605.1894 | 385.0428 | 787.7926 | 2305.3861 | 0 | 4.7473 | 0.0053882 | 0 | 1.7658 | 0 | 0 | 1714.308 | 0 | 0 | 0 | 12184.853 | 4 | 16 | Winter Peak
2018-01-04 17:00 | 2877.7865 | 439.3051 | 339.9696 | 1528.4758 | 1346.1291 | 0 | 417.0214 | 574.0081 | 374.7303 | 622.7702 | 2218.8984 | 0 | 5.9055 | 0.0054601 | 0 | 2.1966 | 0 | 0 | 1706.3847 | 0 | 0 | 0 | 12453.5868 | 4 | 17 | Winter Peak
2018-01-04 18:00 | 2967.9964 | 442.6445 | 509.4132 | 1791.693 | 1490.4415 | 0 | 421.9086 | 525.4426 | 482.9444 | 597.7556 | 2147.8031 | 0 | 4.6253 | 0.0063001 | 0 | 1.7204 | 0 | 0 | 1724.8722 | 0 | 0 | 0 | 13109.2672 | 4 | 18 | Winter Peak
2018-01-04 19:00 | 3037.2624 | 449.5034 | 705.6606 | 1910.7132 | 1543.7674 | 0 | 425.0797 | 488.6804 | 456.397 | 577.0239 | 1949.5547 | 0 | 2.5288 | 0.006303 | 0 | 0.9406 | 0 | 0 | 1744.7298 | 0 | 0 | 0 | 13291.8483 | 4 | 19 | Winter Peak
2018-01-04 20:00 | 3090.6328 | 457.3451 | 804.1989 | 1863.6064 | 1512.9512 | 0 | 415.5464 | 446.4475 | 433.8179 | 538.6387 | 1862.2369 | 0 | 1.9501 | 0.0063054 | 0 | 0.72536 | 0 | 0 | 1734.4413 | 0 | 0 | 0 | 13162.5446 | 4 | 20 | Winter Peak
2018-01-04 21:00 | 3172.6278 | 461.8076 | 740.9723 | 1768.5237 | 1453.8397 | 0 | 395.0063 | 405.0281 | 416.262 | 439.631 | 1767.361 | 0 | 1.5029 | 0.006204 | 0 | 0.55902 | 0 | 0 | 1739.0426 | 0 | 0 | 0 | 12762.1703 | 4 | 21 | Winter Peak
2018-01-04 22:00 | 3303.6572 | 468.9881 | 547.3058 | 1652.8857 | 1355.4008 | 0 | 283.4785 | 367.0094 | 384.679 | 349.63 | 1678.2702 | 0 | 0.97267 | 0.0060589 | 0 | 0.36179 | 0 | 0 | 1669.7648 | 0 | 0 | 0 | 12062.4101 | 4 | 22 | Winter Peak
2018-01-04 23:00 | 3409.7213 | 476.7138 | 359.6783 | 1439.4307 | 1117.8128 | 0 | 295.0504 | 352.6011 | 331.3634 | 289.5928 | 1615.7561 | 0 | 0.68744 | 0.0060185 | 0 | 0.2557 | 0 | 0 | 1620.3203 | 0 | 0 | 0 | 11308.9904 | 4 | 23 | Winter Peak
2018-01-05 | 3552.5933 | 489.6301 | 143.8172 | 1080.9049 | 969.4906 | 0 | 325.1953 | 347.0737 | 297.3906 | 249.8665 | 1570.2167 | 0 | 0.38518 | 0.0067082 | 0 | 0.14327 | 0 | 0 | 1616.4412 | 0 | 0 | 0 | 10643.1552 | 5 | 0 | Winter Peak
2018-01-05 01:00 | 3696.1947 | 500.6538 | 92.2869 | 703.8222 | 909.592 | 0 | 337.1103 | 316.7142 | 279.5245 | 207.4264 | 1506.1533 | 0 | 0.24185 | 0.0066368 | 0 | 0.08996 | 0 | 0 | 1596.2446 | 0 | 0 | 0 | 10146.0613 | 5 | 1 | Winter Peak
2018-01-05 02:00 | 3772.2971 | 503.7343 | 84.8667 | 519.9265 | 879.8816 | 0 | 319.4905 | 303.4463 | 269.2631 | 181.7904 | 1478.7407 | 0 | 0.11403 | 0.0059344 | 0 | 0.042416 | 0 | 0 | 1627.8079 | 0 | 0 | 0 | 9941.4074 | 5 | 2 | Winter Peak
2018-01-05 03:00 | 3912.3395 | 510.7553 | 83.153 | 426.163 | 867.4058 | 0 | 327.4905 | 306.8994 | 266.4351 | 170.378 | 1445.3137 | 0 | 0.14774 | 0.0060222 | 0 | 0.054954 | 0 | 0 | 1619.822 | 0 | 0 | 0 | 9936.3641 | 5 | 3 | Winter Peak
2018-01-05 04:00 | 4030.7365 | 520.6317 | 83.153 | 421.1089 | 866.5852 | 0 | 355.373 | 322.4849 | 267.7569 | 173.346 | 1409.2703 | 0 | 0.080539 | 0.0061672 | 0 | 0.029957 | 0 | 0 | 1647.906 | 0 | 0 | 0 | 10098.4689 | 5 | 4 | Winter Peak
2018-01-05 05:00 | 4147.8982 | 532.552 | 83.5654 | 532.493 | 892.0784 | 0 | 387.5236 | 344.8532 | 278.5651 | 206.4676 | 1411.641 | 0 | 0.3328 | 0.0062924 | 0 | 0.12379 | 0 | 0 | 1754.9368 | 0 | 0 | 0 | 10573.0371 | 5 | 5 | Winter Peak
2018-01-05 06:00 | 4284.8397 | 544.562 | 96.2645 | 832.8987 | 940.1186 | 0 | 477.7631 | 407.4241 | 308.9087 | 262.8747 | 1471.3644 | 0 | 0.86231 | 0.0061424 | 0 | 0.32075 | 0 | 0 | 1756.6252 | 0 | 0 | 0 | 11384.8329 | 5 | 6 | Winter Peak
2018-01-05 07:00 | 4370.5775 | 552.5047 | 194.7476 | 1291.7616 | 1051.1632 | 0 | 693.0711 | 491.2236 | 363.0902 | 347.9109 | 1781.3974 | 0 | 1.5949 | 0.005976 | 0 | 0.59322 | 0 | 0 | 1832.5119 | 0 | 0 | 0 | 12972.1538 | 5 | 7 | Winter Peak
2018-01-05 08:00 | 4378.756 | 557.1923 | 265.1725 | 1476.0579 | 1165.3898 | 0 | 684.1218 | 555.2586 | 345.2396 | 476.877 | 2020.5106 | 0 | 1.6889 | 0.0059118 | 0 | 0.62819 | 0 | 0 | 1864.8682 | 0 | 0 | 0 | 13791.7672 | 5 | 8 | Winter Peak
2018-01-05 09:00 | 4250.025 | 551.2061 | 270.7365 | 1470.6494 | 1211.3846 | 0 | 671.2526 | 594.1171 | 373.5291 | 728.038 | 2263.4399 | 0 | 1.5519 | 0.0057728 | 0 | 0.57725 | 0 | 0 | 1917.8826 | 0 | 0 | 0 | 14304.3959 | 5 | 9 | Winter Peak
2018-01-05 10:00 | 4088.6426 | 543.6895 | 267.0551 | 1561.535 | 1239.8295 | 0 | 631.7965 | 625.6657 | 428.1539 | 839.1858 | 2475.5218 | 0 | 1.6998 | 0.0056955 | 0 | 0.63227 | 0 | 0 | 1846.6241 | 0 | 0 | 0 | 14550.0373 | 5 | 10 | Winter Peak
2018-01-05 11:00 | 3849.1195 | 527.2467 | 254.6494 | 1643.9653 | 1239.2581 | 0 | 582.305 | 647.7177 | 455.0525 | 895.1419 | 2639.1871 | 0 | 2.0368 | 0.0056855 | 0 | 0.75761 | 0 | 0 | 1822.8867 | 0 | 0 | 0 | 14559.33 | 5 | 11 | Winter Peak
2018-01-05 12:00 | 3649.0438 | 512.2932 | 236.172 | 1561.6058 | 1239.7673 | 0 | 535.4507 | 653.5819 | 462.2472 | 922.194 | 2690.1353 | 0 | 2.2932 | 0.0056366 | 0 | 0.85298 | 0 | 0 | 1808.4749 | 0 | 0 | 0 | 14274.1179 | 5 | 12 | Winter Peak
2018-01-05 13:00 | 3519.0751 | 502.7421 | 224.4995 | 1485.2937 | 1248.1824 | 0 | 499.1755 | 648.4987 | 458.6161 | 907.0421 | 2668.8029 | 0 | 2.315 | 0.0055814 | 0 | 0.86109 | 0 | 0 | 1803.0596 | 0 | 0 | 0 | 13968.1695 | 5 | 13 | Winter Peak
2018-01-05 14:00 | 3309.6135 | 484.1659 | 216.382 | 1339.049 | 1204.6554 | 0 | 468.9276 | 637.6845 | 444.7996 | 871.4939 | 2591.1365 | 0 | 2.5832 | 0.0055646 | 0 | 0.96083 | 0 | 0 | 1763.4156 | 0 | 0 | 0 | 13334.8731 | 5 | 14 | Winter Peak
2018-01-05 15:00 | 3191.9072 | 471.7728 | 220.6536 | 1284.6717 | 1188.8266 | 0 | 449.579 | 617.9146 | 418.3241 | 823.3294 | 2458.6795 | 0 | 3.5274 | 0.0056167 | 0 | 1.312 | 0 | 0 | 1734.5366 | 0 | 0 | 0 | 12865.0401 | 5 | 15 | Winter Peak
2018-01-05 16:00 | 3168.576 | 471.8487 | 252.9994 | 1336.3881 | 1244.799 | 0 | 449.8171 | 596.4821 | 385.0424 | 786.983 | 2330.3807 | 0 | 4.8145 | 0.0052644 | 0 | 1.7908 | 0 | 0 | 1736.2626 | 0 | 0 | 0 | 12766.1897 | 5 | 16 | Winter Peak
2018-01-05 17:00 | 3301.3508 | 485.2116 | 334.6205 | 1511.9347 | 1342.1694 | 0 | 471.3869 | 568.5827 | 374.6844 | 626.1309 | 2231.4381 | 0 | 6.0732 | 0.0061707 | 0 | 2.259 | 0 | 0 | 1751.9251 | 0 | 0 | 0 | 13007.7733 | 5 | 17 | Winter Peak
2018-01-05 18:00 | 3358.9283 | 488.822 | 504.437 | 1781.0794 | 1485.5741 | 0 | 473.3771 | 523.7245 | 482.9581 | 598.858 | 2150.4236 | 0 | 4.6983 | 0.0061661 | 0 | 1.7476 | 0 | 0 | 1749.3524 | 0 | 0 | 0 | 13603.9865 | 5 | 18 | Winter Peak
2018-01-05 19:00 | 3369.0275 | 488.8688 | 703.0262 | 1866.4696 | 1544.8829 | 0 | 469.3117 | 489.9404 | 456.4114 | 580.6801 | 1942.5304 | 0 | 2.5795 | 0.0062134 | 0 | 0.95945 | 0 | 0 | 1776.3155 | 0 | 0 | 0 | 13691.0095 | 5 | 19 | Winter Peak
2018-01-05 20:00 | 3365.3932 | 488.9742 | 796.9336 | 1844.5345 | 1510.3946 | 0 | 457.9537 | 449.4376 | 433.8131 | 541.9316 | 1847.9887 | 0 | 1.9887 | 0.0061271 | 0 | 0.7397 | 0 | 0 | 1765.4981 | 0 | 0 | 0 | 13505.5873 | 5 | 20 | Winter Peak
2018-01-05 21:00 | 3439.2297 | 494.7125 | 738.1608 | 1761.0355 | 1453.0678 | 0 | 443.7298 | 408.8683 | 416.2357 | 442.0565 | 1750.3133 | 0 | 1.5094 | 0.0059887 | 0 | 0.56144 | 0 | 0 | 1745.9001 | 0 | 0 | 0 | 13095.3869 | 5 | 21 | Winter Peak
2018-01-05 22:00 | 3588.2878 | 508.2294 | 550.0213 | 1683.8639 | 1358.3988 | 0 | 334.7727 | 373.1799 | 384.597 | 353.3874 | 1662.5902 | 0 | 0.98529 | 0.0058486 | 0 | 0.36649 | 0 | 0 | 1690.5397 | 0 | 0 | 0 | 12489.2257 | 5 | 22 | Winter Peak
2018-01-05 23:00 | 3722.7344 | 520.029 | 361.9716 | 1503.627 | 1119.7023 | 0 | 351.9263 | 360.9582 | 331.1797 | 292.7007 | 1606.9977 | 0 | 0.69636 | 0.0057315 | 0 | 0.25902 | 0 | 0 | 1639.607 | 0 | 0 | 0 | 11812.395 | 5 | 23 | Winter Peak
2018-01-06 | 3846.5854 | 530.5971 | 143.7619 | 1064.332 | 970.7606 | 0 | 379.3925 | 356.442 | 297.0686 | 249.7179 | 1570.7655 | 0 | 0.38576 | 0.0065526 | 0 | 0.14349 | 0 | 0 | 1618.5917 | 0 | 0 | 0 | 11028.5509 | 6 | 0 | Winter Peak
2018-01-06 01:00 | 3949.223 | 539.1418 | 91.7515 | 712.0598 | 908.4464 | 0 | 425.1731 | 335.3496 | 262.7998 | 184.3612 | 1547.7876 | 0 | 0.24442 | 0.006602 | 0 | 0.090914 | 0 | 0 | 1613.8216 | 0 | 0 | 0 | 10570.2574 | 6 | 1 | Winter Peak
2018-01-06 02:00 | 3993.8483 | 542.4101 | 84.7188 | 513.49 | 879.3337 | 0 | 389.8022 | 323.5581 | 255.9752 | 170.7071 | 1557.1641 | 0 | 0.11509 | 0.0065475 | 0 | 0.04281 | 0 | 0 | 1638.2764 | 0 | 0 | 0 | 10349.4484 | 6 | 2 | Winter Peak
2018-01-06 03:00 | 4185.7068 | 556.702 | 82.6717 | 422.9369 | 866.9558 | 0 | 409.9462 | 327.3405 | 250.1968 | 173.4475 | 1530.9542 | 0 | 0.14833 | 0.006565 | 0 | 0.055174 | 0 | 0 | 1626.7041 | 0 | 0 | 0 | 10433.7724 | 6 | 3 | Winter Peak
2018-01-06 04:00 | 4341.2058 | 569.5017 | 82.6717 | 412.2468 | 866.2406 | 0 | 439.1858 | 337.943 | 248.3003 | 190.0527 | 1497.1429 | 0 | 0.08051 | 0.0067664 | 0 | 0.029946 | 0 | 0 | 1649.5897 | 0 | 0 | 0 | 10634.1982 | 6 | 4 | Winter Peak
2018-01-06 05:00 | 4523.9433 | 584.8555 | 83.431 | 419.4367 | 886.7024 | 0 | 474.512 | 351.1491 | 250.4716 | 208.5457 | 1449.9068 | 0 | 0.33462 | 0.006881 | 0 | 0.12447 | 0 | 0 | 1762.1124 | 0 | 0 | 0 | 10995.5325 | 6 | 5 | Winter Peak
2018-01-06 06:00 | 4678.3845 | 598.929 | 90.7827 | 520.5812 | 914.6447 | 0 | 566.3057 | 377.8519 | 255.7728 | 241.3456 | 1396.508 | 0 | 0.86743 | 0.0060188 | 0 | 0.32265 | 0 | 0 | 1765.2192 | 0 | 0 | 0 | 11407.5215 | 6 | 6 | Winter Peak
2018-01-06 07:00 | 4807.1578 | 609.6987 | 132.8673 | 749.2647 | 969.7298 | 0 | 769.4609 | 430.153 | 271.7089 | 297.0577 | 1505.2127 | 0 | 1.5932 | 0.005843 | 0 | 0.59259 | 0 | 0 | 1829.3037 | 0 | 0 | 0 | 12373.8067 | 6 | 7 | Winter Peak
2018-01-06 08:00 | 4861.3698 | 614.4322 | 207.3944 | 1068.358 | 1083.1579 | 0 | 749.0366 | 453.7298 | 207.14 | 344.5361 | 1486.0485 | 0 | 1.6755 | 0.0057821 | 0 | 0.62323 | 0 | 0 | 1848.5957 | 0 | 0 | 0 | 12926.1036 | 6 | 8 | Winter Peak
2018-01-06 09:00 | 4738.7169 | 603.8696 | 286.2906 | 1489.4374 | 1225.5155 | 0 | 719.7852 | 477.1643 | 189.3831 | 489.0042 | 1459.9881 | 0 | 1.535 | 0.005645 | 0 | 0.57094 | 0 | 0 | 1895.7913 | 0 | 0 | 0 | 13577.0578 | 6 | 9 | Winter Peak
2018-01-06 10:00 | 4524.4715 | 584.4094 | 328.4983 | 1669.1691 | 1305.5797 | 0 | 675.6498 | 510.5961 | 216.2907 | 555.3243 | 1471.5645 | 0 | 1.6562 | 0.0055736 | 0 | 0.61602 | 0 | 0 | 1798.7864 | 0 | 0 | 0 | 13642.6174 | 6 | 10 | Winter Peak
2018-01-06 11:00 | 4260.1379 | 559.7417 | 322.5472 | 1720.0784 | 1315.5566 | 0 | 616.1609 | 533.5471 | 230.3457 | 591.0811 | 1533.5512 | 0 | 1.9761 | 0.0048543 | 0 | 0.73502 | 0 | 0 | 1767.7948 | 0 | 0 | 0 | 13453.2585 | 6 | 11 | Winter Peak
2018-01-06 12:00 | 4058.6323 | 544.0414 | 299.222 | 1715.6747 | 1315.4598 | 0 | 585.9078 | 553.0326 | 237.352 | 628.6821 | 1574.19 | 0 | 2.2252 | 0.0048195 | 0 | 0.82768 | 0 | 0 | 1754.2464 | 0 | 0 | 0 | 13269.4988 | 6 | 12 | Winter Peak
2018-01-06 13:00 | 3906.3759 | 531.5821 | 282.6811 | 1769.753 | 1323.7294 | 0 | 556.4029 | 558.586 | 239.1115 | 648.0342 | 1597.9018 | 0 | 2.2369 | 0.0054481 | 0 | 0.83202 | 0 | 0 | 1742.2473 | 0 | 0 | 0 | 13159.4795 | 6 | 13 | Winter Peak
2018-01-06 14:00 | 3687.7218 | 515.29 | 275.0928 | 1669.1655 | 1284.5841 | 0 | 531.85 | 553.3083 | 238.5164 | 664.9937 | 1609.9614 | 0 | 2.4945 | 0.0053991 | 0 | 0.92786 | 0 | 0 | 1702.9539 | 0 | 0 | 0 | 12736.8658 | 6 | 14 | Winter Peak
2018-01-06 15:00 | 3560.7731 | 505.5754 | 282.9256 | 1577.3316 | 1267.0414 | 0 | 519.0481 | 545.2081 | 234.9383 | 666.1773 | 1631.1355 | 0 | 3.416 | 0.0055044 | 0 | 1.2706 | 0 | 0 | 1679.4324 | 0 | 0 | 0 | 12474.2791 | 6 | 15 | Winter Peak
2018-01-06 16:00 | 3498.568 | 504.5639 | 311.9859 | 1559.7221 | 1321.1862 | 0 | 516.0373 | 534.4526 | 229.9111 | 651.1044 | 1678.883 | 0 | 4.6083 | 0.0056495 | 0 | 1.7141 | 0 | 0 | 1661.4914 | 0 | 0 | 0 | 12474.2338 | 6 | 16 | Winter Peak
2018-01-06 17:00 | 3587.8518 | 509.8353 | 395.8669 | 1662.4192 | 1417.5705 | 0 | 526.6106 | 519.4348 | 247.7795 | 546.6723 | 1741.6208 | 0 | 5.6873 | 0.0057881 | 0 | 2.1154 | 0 | 0 | 1640.4424 | 0 | 0 | 0 | 12803.9125 | 6 | 17 | Winter Peak
2018-01-06 18:00 | 3664.6046 | 514.3544 | 555.3485 | 1836.1107 | 1543.2638 | 0 | 553.7162 | 492.2841 | 386.0077 | 527.6493 | 1803.5482 | 0 | 4.3844 | 0.0058591 | 0 | 1.6308 | 0 | 0 | 1632.2572 | 0 | 0 | 0 | 13515.1657 | 6 | 18 | Winter Peak
2018-01-06 19:00 | 3692.4826 | 516.4752 | 735.1531 | 1884.3472 | 1577.6208 | 0 | 568.1756 | 468.8148 | 385.2142 | 497.9647 | 1709.4431 | 0 | 2.3773 | 0.0058206 | 0 | 0.88427 | 0 | 0 | 1637.2574 | 0 | 0 | 0 | 13676.2158 | 6 | 19 | Winter Peak
2018-01-06 20:00 | 3735.2456 | 518.7777 | 832.4329 | 1864.9927 | 1543.6388 | 0 | 568.44 | 442.1926 | 385.5904 | 454.7811 | 1699.4077 | 0 | 1.8359 | 0.0057956 | 0 | 0.68289 | 0 | 0 | 1630.1561 | 0 | 0 | 0 | 13678.1802 | 6 | 20 | Winter Peak
2018-01-06 21:00 | 3808.9509 | 522.8522 | 765.9688 | 1798.8793 | 1477.198 | 0 | 556.1229 | 420.5774 | 382.351 | 399.5057 | 1680.8259 | 0 | 1.4123 | 0.0057262 | 0 | 0.52531 | 0 | 0 | 1633.4119 | 0 | 0 | 0 | 13448.5873 | 6 | 21 | Winter Peak
2018-01-06 22:00 | 3898.459 | 528.9308 | 570.0088 | 1685.5613 | 1378.7097 | 0 | 410.7353 | 378.5552 | 359.3392 | 344.8876 | 1637.0345 | 0 | 0.93645 | 0.0056383 | 0 | 0.34832 | 0 | 0 | 1607.3642 | 0 | 0 | 0 | 12800.8761 | 6 | 22 | Winter Peak
2018-01-06 23:00 | 4000.2204 | 535.6498 | 392.2759 | 1478.6962 | 1148.3615 | 0 | 420.9031 | 360.8204 | 310.6487 | 275.8819 | 1581.5595 | 0 | 0.6675 | 0.0055905 | 0 | 0.24828 | 0 | 0 | 1572.1386 | 0 | 0 | 0 | 12078.0774 | 6 | 23 | Winter Peak
2018-01-07 | 4068.6627 | 539.7344 | 154.2161 | 1082.7384 | 993.1735 | 0 | 429.2605 | 345.3789 | 276.083 | 219.2443 | 1542.7824 | 0 | 0.87197 | 0.0077336 | 0 | 0.32434 | 0 | 0 | 1082.2394 | 0 | 0 | 0 | 10734.7175 | 7 | 0 | Summer
2018-01-07 01:00 | 4119.6418 | 541.7554 | 94.5545 | 720.9029 | 920.5478 | 0 | 408.3725 | 331.5495 | 254.282 | 186.7103 | 1415.5104 | 0 | 0.34353 | 0.0075749 | 0 | 0.12778 | 0 | 0 | 1069.4171 | 0 | 0 | 0 | 10063.723 | 7 | 1 | Summer
2018-01-07 02:00 | 4159.1125 | 544.7913 | 85.2185 | 517.97 | 884.7542 | 0 | 384.6021 | 324.7049 | 246.2238 | 173.6902 | 1436.644 | 0 | 0.28743 | 0.0075255 | 0 | 0.10691 | 0 | 0 | 1001.2649 | 0 | 0 | 0 | 9759.3784 | 7 | 2 | Summer
2018-01-07 03:00 | 4292.1337 | 552.0488 | 82.6717 | 437.4447 | 869.876 | 0 | 404.3894 | 325.8876 | 241.1178 | 178.4563 | 1430.7921 | 0 | 0.20685 | 0.0076416 | 0 | 0.076939 | 0 | 0 | 965.6201 | 0 | 0 | 0 | 9780.7299 | 7 | 3 | Summer
2018-01-07 04:00 | 4373.8163 | 555.9531 | 82.6717 | 426.915 | 867.8455 | 0 | 419.8812 | 328.6225 | 237.6324 | 193.6235 | 1387.7021 | 0 | 0.039371 | 0.0076361 | 0 | 0.014644 | 0 | 0 | 954.6773 | 0 | 0 | 0 | 9829.4023 | 7 | 4 | Summer
2018-01-07 05:00 | 4510.4251 | 567.4578 | 83.4047 | 433.8662 | 886.3609 | 0 | 439.4135 | 335.2797 | 242.2733 | 216.5115 | 1354.8697 | 0 | 0.12254 | 0.0077355 | 0 | 0.045578 | 0 | 0 | 973.3541 | 0 | 0 | 0 | 10043.3924 | 7 | 5 | Summer
2018-01-07 06:00 | 4638.1304 | 578.4011 | 90.1665 | 543.5882 | 914.0827 | 0 | 526.5518 | 373.4027 | 251.3872 | 246.8717 | 1320.1457 | 0 | 0.25658 | 0.0077821 | 0 | 0.095438 | 0 | 0 | 957.4803 | 0 | 0 | 0 | 10440.5681 | 7 | 6 | Summer
2018-01-07 07:00 | 4706.473 | 583.2308 | 132.9425 | 738.3782 | 969.8636 | 0 | 719.7346 | 409.5259 | 264.4863 | 299.0556 | 1265.2003 | 0 | 0.45739 | 0.0078305 | 0 | 0.17013 | 0 | 0 | 970.111 | 0 | 0 | 0 | 11059.637 | 7 | 7 | Summer
2018-01-07 08:00 | 4711.3317 | 584.9416 | 209.7855 | 1090.9137 | 1085.0781 | 0 | 685.9909 | 419.5303 | 182.5512 | 335.059 | 1235.8067 | 0 | 0.82866 | 0.0065001 | 0 | 0.30823 | 0 | 0 | 927.4086 | 0 | 0 | 0 | 11469.5408 | 7 | 8 | Summer
2018-01-07 09:00 | 4540.9002 | 574.83 | 285.6814 | 1475.099 | 1223.8607 | 0 | 645.5625 | 424.9183 | 137.9289 | 483.6997 | 1275.7444 | 0 | 1.4387 | 0.0057114 | 0 | 0.53514 | 0 | 0 | 909.7441 | 0 | 0 | 0 | 11979.9488 | 7 | 9 | Summer
2018-01-07 10:00 | 4253.5308 | 554.0686 | 328.7735 | 1694.6821 | 1306.0477 | 0 | 586.1627 | 443.686 | 158.1587 | 526.7874 | 1293.7131 | 0 | 1.9081 | 0.0056112 | 0 | 0.70974 | 0 | 0 | 884.6484 | 0 | 0 | 0 | 12032.8825 | 7 | 10 | Summer
2018-01-07 11:00 | 3980.9595 | 533.1366 | 324.1843 | 1763.8282 | 1317.5383 | 0 | 541.9628 | 453.7755 | 177.2739 | 549.9893 | 1309.5744 | 0 | 2.419 | 0.0055883 | 0 | 0.89977 | 0 | 0 | 888.2638 | 0 | 0 | 0 | 11843.8111 | 7 | 11 | Summer
2018-01-07 12:00 | 3609.0673 | 507.9104 | 299.7266 | 1728.6297 | 1317.3185 | 0 | 477.2831 | 458.7987 | 191.8208 | 583.7343 | 1337.8689 | 0 | 3.0074 | 0.0056026 | 0 | 1.1186 | 0 | 0 | 876.7116 | 0 | 0 | 0 | 11393.0015 | 7 | 12 | Summer
2018-01-07 13:00 | 3325.9367 | 484.0043 | 284.5508 | 1736.1172 | 1326.465 | 0 | 431.1573 | 461.0049 | 200.512 | 601.8816 | 1390.8021 | 0 | 3.0589 | 0.0056094 | 0 | 1.1378 | 0 | 0 | 868.4465 | 0 | 0 | 0 | 11115.0808 | 7 | 13 | Summer
2018-01-07 14:00 | 3040.8026 | 456.6271 | 277.909 | 1645.2907 | 1285.6384 | 0 | 396.5158 | 459.4979 | 204.1428 | 613.5834 | 1432.3599 | 0 | 3.2472 | 0.005664 | 0 | 1.2078 | 0 | 0 | 891.3634 | 0 | 0 | 0 | 10708.1916 | 7 | 14 | Summer
2018-01-07 15:00 | 2906.4098 | 442.6786 | 284.9736 | 1530.4555 | 1268.8037 | 0 | 379.5291 | 455.3735 | 202.0859 | 626.0947 | 1477.5118 | 0 | 3.4773 | 0.0057559 | 0 | 1.2934 | 0 | 0 | 890.2834 | 0 | 0 | 0 | 10468.9761 | 7 | 15 | Summer
2018-01-07 16:00 | 2846.4394 | 437.6323 | 311.502 | 1564.5375 | 1320.2643 | 0 | 373.0786 | 447.8816 | 194.6806 | 618.0007 | 1516.5853 | 0 | 4.0358 | 0.0060723 | 0 | 1.5012 | 0 | 0 | 911.8289 | 0 | 0 | 0 | 10547.9745 | 7 | 16 | Summer
2018-01-07 17:00 | 2930.2998 | 443.4517 | 393.8154 | 1712.3778 | 1417.6189 | 0 | 386.8672 | 441.0261 | 206.6898 | 519.1155 | 1545.832 | 0 | 3.6974 | 0.0060445 | 0 | 1.3753 | 0 | 0 | 893.879 | 0 | 0 | 0 | 10896.0518 | 7 | 17 | Summer
2018-01-07 18:00 | 3069.0671 | 454.8222 | 553.7289 | 1880.4658 | 1545.1152 | 0 | 420.4068 | 426.5544 | 337.5963 | 507.7524 | 1571.18 | 0 | 4.5409 | 0.0067947 | 0 | 1.689 | 0 | 0 | 931.7217 | 0 | 0 | 0 | 11704.6476 | 7 | 18 | Summer
2018-01-07 19:00 | 3154.1868 | 462.9237 | 740.0983 | 1925.9806 | 1581.203 | 0 | 434.2881 | 417.2397 | 327.082 | 482.9618 | 1583.9365 | 0 | 4.3935 | 0.0067915 | 0 | 1.6342 | 0 | 0 | 917.9618 | 0 | 0 | 0 | 12033.8969 | 7 | 19 | Summer
2018-01-07 20:00 | 3215.9047 | 469.6139 | 832.5095 | 1912.0448 | 1542.0204 | 0 | 443.5531 | 405.192 | 315.4817 | 444.0005 | 1561.8899 | 0 | 3.7136 | 0.0067798 | 0 | 1.3813 | 0 | 0 | 931.3619 | 0 | 0 | 0 | 12078.674 | 7 | 20 | Summer
2018-01-07 21:00 | 3319.852 | 476.48 | 768.598 | 1819.0382 | 1477.1711 | 0 | 442.1373 | 393.0879 | 303.6159 | 394.4911 | 1527.7768 | 0 | 3.1228 | 0.0067397 | 0 | 1.1615 | 0 | 0 | 941.9707 | 0 | 0 | 0 | 11868.5101 | 7 | 21 | Summer
2018-01-07 22:00 | 3418.9957 | 484.047 | 573.979 | 1727.4767 | 1382.6421 | 0 | 326.4822 | 366.5053 | 292.2346 | 343.4229 | 1478.6656 | 0 | 2.4286 | 0.0066088 | 0 | 0.90334 | 0 | 0 | 974.782 | 0 | 0 | 0 | 11372.5718 | 7 | 22 | Summer
2018-01-07 23:00 | 3509.4858 | 492.4889 | 395.6357 | 1472.1194 | 1151.7668 | 0 | 343.3154 | 360.9181 | 280.3088 | 279.4952 | 1425.497 | 0 | 1.6287 | 0.0064958 | 0 | 0.60582 | 0 | 0 | 1029.1858 | 0 | 0 | 0 | 10742.4579 | 7 | 23 | Summer
2018-01-08 | 3585.253 | 498.5311 | 155.3672 | 1111.9588 | 995.2627 | 0 | 350.6044 | 353.399 | 267.4478 | 222.6368 | 1387.8625 | 0 | 0.80783 | 0.0058064 | 0 | 0.30048 | 0 | 0 | 1002.6364 | 0 | 0 | 0 | 9932.0738 | 8 | 0 | Winter Peak
2018-01-08 01:00 | 3619.8701 | 501.8636 | 95.2725 | 762.3659 | 922.5652 | 0 | 347.326 | 324.28 | 279.5264 | 208.5625 | 1505.9626 | 0 | 0.31913 | 0.0057644 | 0 | 0.1187 | 0 | 0 | 995.2292 | 0 | 0 | 0 | 9563.2676 | 8 | 1 | Winter Peak
2018-01-08 02:00 | 3658.7208 | 507.2957 | 85.3505 | 535.6254 | 885.6907 | 0 | 322.318 | 310.6337 | 269.2645 | 179.6762 | 1478.6466 | 0 | 0.26739 | 0.0064952 | 0 | 0.099459 | 0 | 0 | 931.6588 | 0 | 0 | 0 | 9165.2542 | 8 | 2 | Winter Peak
2018-01-08 03:00 | 3803.985 | 516.8129 | 83.153 | 438.0217 | 870.5971 | 0 | 339.0335 | 315.08 | 266.4335 | 170.333 | 1445.5446 | 0 | 0.19094 | 0.0058235 | 0 | 0.071022 | 0 | 0 | 893.5449 | 0 | 0 | 0 | 9142.8071 | 8 | 3 | Winter Peak
2018-01-08 04:00 | 3906.3707 | 526.1785 | 83.153 | 422.7693 | 867.7999 | 0 | 372.3149 | 330.2975 | 267.755 | 173.1891 | 1409.419 | 0 | 0.036518 | 0.0065734 | 0 | 0.013583 | 0 | 0 | 889.4505 | 0 | 0 | 0 | 9248.7541 | 8 | 4 | Winter Peak
2018-01-08 05:00 | 4032.1613 | 539.5126 | 83.5611 | 544.8219 | 892.4576 | 0 | 405.1635 | 351.6141 | 278.5289 | 205.5832 | 1411.5797 | 0 | 0.11501 | 0.0067009 | 0 | 0.04278 | 0 | 0 | 912.9332 | 0 | 0 | 0 | 9658.0816 | 8 | 5 | Winter Peak
2018-01-08 06:00 | 4107.4882 | 548.6874 | 95.841 | 844.8371 | 939.9921 | 0 | 495.1464 | 409.2856 | 308.6883 | 264.2023 | 1471.0486 | 0 | 0.2424 | 0.0059738 | 0 | 0.090162 | 0 | 0 | 903.559 | 0 | 0 | 0 | 10389.1145 | 8 | 6 | Winter Peak
2018-01-08 07:00 | 4168.2151 | 556.2239 | 193.1006 | 1309.9064 | 1049.3298 | 0 | 713.0801 | 490.9192 | 362.4822 | 348.5697 | 1780.761 | 0 | 0.43268 | 0.0061072 | 0 | 0.16094 | 0 | 0 | 918.2788 | 0 | 0 | 0 | 11891.4666 | 8 | 7 | Winter Peak
2018-01-08 08:00 | 4164.7755 | 557.3106 | 264.6368 | 1490.0852 | 1163.7233 | 0 | 688.6997 | 550.2317 | 344.4852 | 478.603 | 2019.6483 | 0 | 0.80353 | 0.0061093 | 0 | 0.29888 | 0 | 0 | 899.6172 | 0 | 0 | 0 | 12622.9249 | 8 | 8 | Winter Peak
2018-01-08 09:00 | 3950.0364 | 537.3089 | 270.8375 | 1467.485 | 1210.4344 | 0 | 625.7241 | 583.5408 | 373.1925 | 729.0707 | 2262.3134 | 0 | 1.3793 | 0.0060278 | 0 | 0.51303 | 0 | 0 | 872.8575 | 0 | 0 | 0 | 12884.6995 | 8 | 9 | Winter Peak
2018-01-08 10:00 | 3672.8926 | 511.0505 | 267.6695 | 1513.3454 | 1238.7507 | 0 | 563.3511 | 616.8974 | 427.9549 | 840.8228 | 2474.8876 | 0 | 1.839 | 0.0059559 | 0 | 0.68402 | 0 | 0 | 853.1122 | 0 | 0 | 0 | 12983.2635 | 8 | 10 | Winter Peak
2018-01-08 11:00 | 3359.2692 | 482.4096 | 251.5693 | 1555.9351 | 1236.1885 | 0 | 501.8506 | 643.0611 | 455.032 | 899.4405 | 2638.8292 | 0 | 2.3844 | 0.0059674 | 0 | 0.8869 | 0 | 0 | 875.9792 | 0 | 0 | 0 | 12902.8417 | 8 | 11 | Winter Peak
2018-01-08 12:00 | 3144.942 | 463.1664 | 233.0402 | 1521.3436 | 1234.5535 | 0 | 459.6178 | 651.8583 | 462.2699 | 923.2333 | 2689.9765 | 0 | 3.0298 | 0.0059735 | 0 | 1.127 | 0 | 0 | 883.5316 | 0 | 0 | 0 | 12671.6959 | 8 | 12 | Winter Peak
2018-01-08 13:00 | 3014.1467 | 449.9752 | 221.995 | 1477.6829 | 1243.9538 | 0 | 426.1565 | 646.978 | 458.6284 | 910.6759 | 2668.6977 | 0 | 3.152 | 0.0060282 | 0 | 1.1724 | 0 | 0 | 895.0535 | 0 | 0 | 0 | 12418.2742 | 8 | 13 | Winter Peak
2018-01-08 14:00 | 2809.3155 | 429.568 | 215.5178 | 1349.8391 | 1204.1787 | 0 | 397.1146 | 635.8972 | 444.9337 | 870.8787 | 2591.0355 | 0 | 3.3475 | 0.0060659 | 0 | 1.2451 | 0 | 0 | 918.9759 | 0 | 0 | 0 | 11871.8532 | 8 | 14 | Winter Peak
2018-01-08 15:00 | 2653.5365 | 414.2864 | 217.6573 | 1286.0207 | 1186.6782 | 0 | 372.8946 | 619.7706 | 418.6017 | 823.7091 | 2458.7766 | 0 | 3.5887 | 0.0061517 | 0 | 1.3349 | 0 | 0 | 918.9989 | 0 | 0 | 0 | 11375.8605 | 8 | 15 | Winter Peak
2018-01-08 16:00 | 2583.1845 | 406.9786 | 251.0936 | 1375.8228 | 1243.7588 | 0 | 361.0319 | 598.0982 | 385.4904 | 790.5707 | 2330.8758 | 0 | 4.1162 | 0.006299 | 0 | 1.5311 | 0 | 0 | 930.2587 | 0 | 0 | 0 | 11262.8176 | 8 | 16 | Winter Peak
2018-01-08 17:00 | 2649.0472 | 411.4824 | 336.7357 | 1555.4204 | 1346.574 | 0 | 368.4211 | 564.6117 | 373.8386 | 623.1714 | 2232.0612 | 0 | 3.7487 | 0.006295 | 0 | 1.3944 | 0 | 0 | 906.8514 | 0 | 0 | 0 | 11373.3644 | 8 | 17 | Winter Peak
2018-01-08 18:00 | 2688.2106 | 417.0703 | 507.2603 | 1791.4232 | 1490.2538 | 0 | 372.9137 | 518.7277 | 483.0609 | 599.5254 | 2151.2535 | 0 | 4.6308 | 0.0070299 | 0 | 1.7225 | 0 | 0 | 950.983 | 0 | 0 | 0 | 11977.0428 | 8 | 18 | Winter Peak
2018-01-08 19:00 | 2719.0205 | 420.3306 | 702.4076 | 1889.0603 | 1542.4411 | 0 | 376.0227 | 484.824 | 456.6614 | 579.4136 | 1943.2761 | 0 | 4.5143 | 0.0070482 | 0 | 1.6791 | 0 | 0 | 942.8868 | 0 | 0 | 0 | 12062.5451 | 8 | 19 | Winter Peak
2018-01-08 20:00 | 2722.3503 | 420.6874 | 797.5724 | 1842.7118 | 1508.5698 | 0 | 359.8892 | 441.6189 | 434.0916 | 539.9147 | 1848.5402 | 0 | 3.7958 | 0.0069335 | 0 | 1.4119 | 0 | 0 | 951.6515 | 0 | 0 | 0 | 11872.8124 | 8 | 20 | Winter Peak
2018-01-08 21:00 | 2743.937 | 421.5143 | 738.168 | 1779.1973 | 1451.8272 | 0 | 332.5289 | 398.3154 | 416.442 | 441.2752 | 1750.6478 | 0 | 3.162 | 0.0068177 | 0 | 1.1761 | 0 | 0 | 953.2572 | 0 | 0 | 0 | 11431.4552 | 8 | 21 | Winter Peak
2018-01-08 22:00 | 2846.4607 | 430.0419 | 549.2279 | 1694.3854 | 1358.0283 | 0 | 223.3985 | 361.5541 | 384.8451 | 351.805 | 1662.745 | 0 | 2.4301 | 0.0068518 | 0 | 0.90391 | 0 | 0 | 976.1402 | 0 | 0 | 0 | 10841.9731 | 8 | 22 | Winter Peak
2018-01-08 23:00 | 2961.0453 | 440.3146 | 362.3934 | 1457.5332 | 1119.4627 | 0 | 232.8554 | 346.3784 | 331.3103 | 290.6928 | 1607.0386 | 0 | 1.6204 | 0.0067054 | 0 | 0.60273 | 0 | 0 | 1024.6528 | 0 | 0 | 0 | 10175.9074 | 8 | 23 | Winter Peak
2018-01-09 | 3041.1084 | 448.2297 | 143.4079 | 1102.8229 | 970.9994 | 0 | 245.7473 | 338.3509 | 297.0712 | 250.3153 | 1570.8671 | 0 | 0.33741 | 0.0059395 | 0 | 0.1255 | 0 | 0 | 1418.7625 | 0 | 0 | 0 | 9828.1516 | 9 | 0 | Winter Peak
2018-01-09 01:00 | 3090.4643 | 454.2315 | 92.0279 | 726.4067 | 909.4866 | 0 | 254.3972 | 308.2106 | 279.5264 | 206.0297 | 1505.9626 | 0 | 0.21233 | 0.0057993 | 0 | 0.078977 | 0 | 0 | 1401.0306 | 0 | 0 | 0 | 9228.0713 | 9 | 1 | Winter Peak
2018-01-09 02:00 | 3116.9052 | 457.8276 | 84.7745 | 513.9909 | 879.5843 | 0 | 236.1371 | 295.8047 | 269.2645 | 180.6018 | 1478.6466 | 0 | 0.1006 | 0.0058932 | 0 | 0.037419 | 0 | 0 | 1434.049 | 0 | 0 | 0 | 8947.7301 | 9 | 2 | Winter Peak
2018-01-09 03:00 | 3226.942 | 464.86 | 83.153 | 436.079 | 867.4452 | 0 | 246.1157 | 300.6108 | 266.4335 | 171.5308 | 1445.5446 | 0 | 0.13112 | 0.0059436 | 0 | 0.048772 | 0 | 0 | 1434.5146 | 0 | 0 | 0 | 8943.415 | 9 | 3 | Winter Peak
2018-01-09 04:00 | 3328.1001 | 474.2502 | 83.153 | 427.9916 | 866.5268 | 0 | 268.4373 | 314.0681 | 267.755 | 173.5553 | 1409.419 | 0 | 0.071787 | 0.0061321 | 0 | 0.026702 | 0 | 0 | 1477.2851 | 0 | 0 | 0 | 9090.6461 | 9 | 4 | Winter Peak
2018-01-09 05:00 | 3489.9517 | 489.3978 | 83.5667 | 518.8591 | 892.3466 | 0 | 308.7819 | 338.0698 | 278.5289 | 207.3256 | 1411.5797 | 0 | 0.30282 | 0.0062852 | 0 | 0.11264 | 0 | 0 | 1596.5528 | 0 | 0 | 0 | 9615.3823 | 9 | 5 | Winter Peak
2018-01-09 06:00 | 3588.276 | 498.67 | 95.4464 | 822.4336 | 938.1631 | 0 | 394.8157 | 399.6861 | 308.6883 | 264.6601 | 1471.0486 | 0 | 0.78016 | 0.0054756 | 0 | 0.29019 | 0 | 0 | 1594.7964 | 0 | 0 | 0 | 10377.7602 | 9 | 6 | Winter Peak
2018-01-09 07:00 | 3680.6334 | 507.139 | 194.7578 | 1281.9973 | 1049.6595 | 0 | 626.4105 | 484.7989 | 362.4822 | 349.8467 | 1780.761 | 0 | 1.4925 | 0.0052406 | 0 | 0.55516 | 0 | 0 | 1718.7825 | 0 | 0 | 0 | 12039.3218 | 9 | 7 | Winter Peak
2018-01-09 08:00 | 3722.2421 | 511.5093 | 266.3125 | 1493.2248 | 1165.05 | 0 | 614.3019 | 549.1604 | 344.4852 | 479.4583 | 2019.6483 | 0 | 1.617 | 0.005223 | 0 | 0.60145 | 0 | 0 | 1788.5481 | 0 | 0 | 0 | 12956.1645 | 9 | 8 | Winter Peak
2018-01-09 09:00 | 3599.9182 | 498.3937 | 273.3414 | 1496.0916 | 1211.4835 | 0 | 565.9135 | 587.4792 | 373.1925 | 730.1335 | 2262.3134 | 0 | 1.4938 | 0.0051308 | 0 | 0.55563 | 0 | 0 | 1848.1404 | 0 | 0 | 0 | 13448.4555 | 9 | 9 | Winter Peak
2018-01-09 10:00 | 3378.1456 | 476.5118 | 269.7269 | 1544.3252 | 1241.0408 | 0 | 503.719 | 622.2513 | 427.9549 | 841.8427 | 2474.8876 | 0 | 1.6122 | 0.0050069 | 0 | 0.59969 | 0 | 0 | 1753.2801 | 0 | 0 | 0 | 13535.9027 | 9 | 10 | Winter Peak
2018-01-09 11:00 | 3122.8726 | 452.5653 | 253.9235 | 1585.6226 | 1237.7856 | 0 | 455.5242 | 650.6537 | 455.032 | 901.3181 | 2638.8292 | 0 | 1.959 | 0.0049894 | 0 | 0.72866 | 0 | 0 | 1754.2056 | 0 | 0 | 0 | 13511.025 | 9 | 11 | Winter Peak
2018-01-09 12:00 | 2905.9122 | 432.2563 | 233.4882 | 1571.6277 | 1236.3368 | 0 | 412.0594 | 662.3727 | 462.2699 | 923.7033 | 2689.9765 | 0 | 2.2229 | 0.0049575 | 0 | 0.82682 | 0 | 0 | 1753.9764 | 0 | 0 | 0 | 13287.0342 | 9 | 12 | Winter Peak
2018-01-09 13:00 | 2753.1558 | 413.839 | 222.197 | 1495.039 | 1245.098 | 0 | 374.1521 | 661.4019 | 458.6284 | 912.6976 | 2668.6977 | 0 | 2.2571 | 0.00496 | 0 | 0.83953 | 0 | 0 | 1759.325 | 0 | 0 | 0 | 12967.3331 | 9 | 13 | Winter Peak
2018-01-09 14:00 | 2501.1779 | 382.6996 | 214.5284 | 1360.0849 | 1201.4696 | 0 | 342.3118 | 657.4181 | 444.9337 | 870.1699 | 2591.0355 | 0 | 2.5466 | 0.0049586 | 0 | 0.94724 | 0 | 0 | 1739.6176 | 0 | 0 | 0 | 12308.9458 | 9 | 14 | Winter Peak
2018-01-09 15:00 | 2340.9284 | 358.1559 | 220.3524 | 1254.9996 | 1185.544 | 0 | 316.2124 | 642.2368 | 418.6017 | 826.1592 | 2458.7766 | 0 | 3.5072 | 0.0049956 | 0 | 1.3045 | 0 | 0 | 1725.3177 | 0 | 0 | 0 | 11752.1015 | 9 | 15 | Winter Peak
2018-01-09 16:00 | 2278.0613 | 350.5872 | 251.7976 | 1319.9355 | 1241.0062 | 0 | 311.2179 | 615.5521 | 385.4904 | 790.0581 | 2330.8758 | 0 | 4.7883 | 0.005217 | 0 | 1.7811 | 0 | 0 | 1728.0196 | 0 | 0 | 0 | 11609.1764 | 9 | 16 | Winter Peak
2018-01-09 17:00 | 2405.8613 | 364.2581 | 334.7497 | 1519.6619 | 1343.9901 | 0 | 331.1739 | 572.352 | 373.8386 | 625.9365 | 2232.0612 | 0 | 5.9611 | 0.0061121 | 0 | 2.2173 | 0 | 0 | 1721.1775 | 0 | 0 | 0 | 11833.2453 | 9 | 17 | Winter Peak
2018-01-09 18:00 | 2574.047 | 389.0236 | 502.2235 | 1774.0049 | 1486.524 | 0 | 354.2447 | 519.1308 | 483.0609 | 598.6452 | 2151.2535 | 0 | 4.675 | 0.006166 | 0 | 1.7389 | 0 | 0 | 1742.2945 | 0 | 0 | 0 | 12580.8728 | 9 | 18 | Winter Peak
2018-01-09 19:00 | 2644.9235 | 401.9061 | 698.8031 | 1849.5007 | 1543.7906 | 0 | 364.4054 | 483.9257 | 456.6614 | 579.0867 | 1943.2761 | 0 | 2.5527 | 0.0062047 | 0 | 0.9495 | 0 | 0 | 1760.312 | 0 | 0 | 0 | 12730.0997 | 9 | 19 | Winter Peak
2018-01-09 20:00 | 2697.7006 | 408.4744 | 796.7885 | 1787.548 | 1508.6247 | 0 | 354.1942 | 440.0013 | 434.0916 | 541.813 | 1848.5402 | 0 | 1.9651 | 0.0061879 | 0 | 0.73095 | 0 | 0 | 1747.0989 | 0 | 0 | 0 | 12567.5779 | 9 | 20 | Winter Peak
2018-01-09 21:00 | 2786.5741 | 416.4714 | 736.9978 | 1782.1291 | 1451.2278 | 0 | 337.6192 | 394.6326 | 416.442 | 440.6422 | 1750.6478 | 0 | 1.494 | 0.0060042 | 0 | 0.55571 | 0 | 0 | 1728.2875 | 0 | 0 | 0 | 12243.7273 | 9 | 21 | Winter Peak
2018-01-09 22:00 | 2893.7118 | 427.0544 | 550.7167 | 1693.341 | 1356.9145 | 0 | 225.446 | 355.4729 | 384.8451 | 352.7334 | 1662.745 | 0 | 0.96915 | 0.0059471 | 0 | 0.36049 | 0 | 0 | 1663.3942 | 0 | 0 | 0 | 11567.7104 | 9 | 22 | Winter Peak
2018-01-09 23:00 | 3019.2189 | 438.2481 | 361.9827 | 1467.5735 | 1121.4991 | 0 | 236.3611 | 339.0069 | 331.3103 | 291.0181 | 1607.0386 | 0 | 0.68186 | 0.0059068 | 0 | 0.25362 | 0 | 0 | 1606.6197 | 0 | 0 | 0 | 10820.8182 | 9 | 23 | Winter Peak
2018-01-10 | 3082.5782 | 445.8749 | 142.299 | 1088.3724 | 969.66 | 0 | 252.3815 | 333.5118 | 297.0712 | 251.0242 | 1570.8671 | 0 | 0.35578 | 0.0059134 | 0 | 0.13234 | 0 | 0 | 1494.064 | 0 | 0 | 0 | 9928.1982 | 10 | 0 | Winter Peak
2018-01-10 01:00 | 3126.1952 | 452.6703 | 92.1221 | 733.7261 | 908.6376 | 0 | 260.1986 | 304.5301 | 280.3765 | 206.4087 | 1505.1196 | 0 | 0.22424 | 0.0059065 | 0 | 0.083409 | 0 | 0 | 1478.88 | 0 | 0 | 0 | 9349.1784 | 10 | 1 | Winter Peak
2018-01-10 02:00 | 3187.1984 | 459.4253 | 84.8246 | 532.3261 | 879.417 | 0 | 244.5153 | 291.2424 | 269.5294 | 180.6682 | 1478.1875 | 0 | 0.105 | 0.0058628 | 0 | 0.039056 | 0 | 0 | 1503.0894 | 0 | 0 | 0 | 9110.5736 | 10 | 2 | Winter Peak
2018-01-10 03:00 | 3342.084 | 470.6253 | 83.153 | 424.7337 | 867.3481 | 0 | 260.03 | 295.6372 | 266.5707 | 172.0756 | 1447.029 | 0 | 0.13655 | 0.0059626 | 0 | 0.05079 | 0 | 0 | 1497.2148 | 0 | 0 | 0 | 9126.6945 | 10 | 3 | Winter Peak
2018-01-10 04:00 | 3452.437 | 480.3472 | 83.153 | 415.0618 | 866.6523 | 0 | 286.8529 | 312.1144 | 267.699 | 174.7735 | 1412.9785 | 0 | 0.073699 | 0.0060775 | 0 | 0.027413 | 0 | 0 | 1524.7674 | 0 | 0 | 0 | 9276.9441 | 10 | 4 | Winter Peak
2018-01-10 05:00 | 3590.9802 | 495.1117 | 83.5747 | 532.0986 | 892.6221 | 0 | 326.9304 | 337.1729 | 278.346 | 206.5665 | 1415.3208 | 0 | 0.30929 | 0.0061917 | 0 | 0.11504 | 0 | 0 | 1632.3084 | 0 | 0 | 0 | 9791.463 | 10 | 5 | Winter Peak
2018-01-10 06:00 | 3713.8029 | 507.5683 | 95.3951 | 838.9123 | 938.6443 | 0 | 412.7182 | 398.6856 | 308.3191 | 264.9832 | 1476.3328 | 0 | 0.8059 | 0.0061578 | 0 | 0.29976 | 0 | 0 | 1644.3791 | 0 | 0 | 0 | 10600.8527 | 10 | 6 | Winter Peak
2018-01-10 07:00 | 3810.4097 | 517.4831 | 193.2518 | 1275.8434 | 1050.6979 | 0 | 634.4902 | 484.6972 | 361.4325 | 350.1155 | 1786.7213 | 0 | 1.5124 | 0.0051863 | 0 | 0.56257 | 0 | 0 | 1740.4115 | 0 | 0 | 0 | 12207.6344 | 10 | 7 | Winter Peak
2018-01-10 08:00 | 3839.036 | 519.7468 | 265.9704 | 1480.0724 | 1165.0866 | 0 | 624.6582 | 550.6006 | 341.9446 | 479.7534 | 2024.559 | 0 | 1.6238 | 0.0051579 | 0 | 0.60398 | 0 | 0 | 1795.1546 | 0 | 0 | 0 | 13088.8156 | 10 | 8 | Winter Peak
2018-01-10 09:00 | 3668.7489 | 502.001 | 273.9681 | 1501.0372 | 1213.6612 | 0 | 581.7512 | 590.3226 | 369.9993 | 730.1615 | 2265.9667 | 0 | 1.4955 | 0.0050697 | 0 | 0.55625 | 0 | 0 | 1849.5135 | 0 | 0 | 0 | 13549.1882 | 10 | 9 | Winter Peak
2018-01-10 10:00 | 3395.1525 | 473.0253 | 268.9523 | 1524.734 | 1241.6257 | 0 | 518.8684 | 627.6002 | 426.9046 | 843.443 | 2476.1416 | 0 | 1.6123 | 0.0049553 | 0 | 0.5997 | 0 | 0 | 1753.3515 | 0 | 0 | 0 | 13552.0159 | 10 | 10 | Winter Peak
2018-01-10 11:00 | 3131.869 | 445.9174 | 251.5976 | 1594.4893 | 1238.2349 | 0 | 467.7663 | 657.7506 | 454.7857 | 901.743 | 2638.4569 | 0 | 1.9526 | 0.0049556 | 0 | 0.72629 | 0 | 0 | 1747.8262 | 0 | 0 | 0 | 13533.1208 | 10 | 11 | Winter Peak
2018-01-10 12:00 | 2880.8 | 422.8682 | 233.4445 | 1557.5198 | 1237.8841 | 0 | 409.4165 | 671.2933 | 462.2038 | 924.5936 | 2687.2316 | 0 | 2.2104 | 0.0049273 | 0 | 0.82217 | 0 | 0 | 1743.9073 | 0 | 0 | 0 | 13234.2002 | 10 | 12 | Winter Peak
2018-01-10 13:00 | 2699.2573 | 400.843 | 222.0467 | 1501.5391 | 1243.2593 | 0 | 363.5705 | 671.3351 | 458.607 | 912.8515 | 2665.233 | 0 | 2.2374 | 0.0049024 | 0 | 0.83221 | 0 | 0 | 1743.4372 | 0 | 0 | 0 | 12885.0542 | 10 | 13 | Winter Peak
2018-01-10 14:00 | 2464.5806 | 376.1963 | 216.3733 | 1327.8918 | 1203.1717 | 0 | 332.9528 | 664.2777 | 444.7941 | 871.1682 | 2587.6906 | 0 | 2.5167 | 0.0048801 | 0 | 0.93611 | 0 | 0 | 1719.1024 | 0 | 0 | 0 | 12211.6572 | 10 | 14 | Winter Peak
2018-01-10 15:00 | 2323.7386 | 359.8409 | 218.5144 | 1300.6414 | 1185.8413 | 0 | 312.0394 | 641.5723 | 418.3252 | 825.6609 | 2454.409 | 0 | 3.4644 | 0.0049403 | 0 | 1.2886 | 0 | 0 | 1704.588 | 0 | 0 | 0 | 11749.9295 | 10 | 15 | Winter Peak
2018-01-10 16:00 | 2280.096 | 354.9687 | 251.3987 | 1291.0646 | 1243.3319 | 0 | 309.3482 | 610.5393 | 385.0426 | 792.728 | 2323.7506 | 0 | 4.7027 | 0.0051366 | 0 | 1.7492 | 0 | 0 | 1696.9459 | 0 | 0 | 0 | 11545.6717 | 10 | 16 | Winter Peak
2018-01-10 17:00 | 2380.284 | 366.6356 | 337.4152 | 1485.5058 | 1345.5947 | 0 | 324.3116 | 568.7426 | 372.6866 | 625.6766 | 2226.2753 | 0 | 5.8474 | 0.0052647 | 0 | 2.175 | 0 | 0 | 1688.0012 | 0 | 0 | 0 | 11729.1569 | 10 | 17 | Winter Peak
2018-01-10 18:00 | 2499.9218 | 381.3381 | 501.5327 | 1791.5072 | 1484.8323 | 0 | 341.2524 | 518.0252 | 482.8973 | 598.5882 | 2145.2711 | 0 | 4.5771 | 0.0061113 | 0 | 1.7025 | 0 | 0 | 1705.1739 | 0 | 0 | 0 | 12456.6257 | 10 | 18 | Winter Peak
2018-01-10 19:00 | 2563.0534 | 389.4496 | 697.8976 | 1867.1072 | 1540.8807 | 0 | 346.8463 | 483.1191 | 456.3981 | 581.401 | 1939.6489 | 0 | 2.5039 | 0.0061042 | 0 | 0.93137 | 0 | 0 | 1725.7615 | 0 | 0 | 0 | 12595.0048 | 10 | 19 | Winter Peak
2018-01-10 20:00 | 2586.805 | 391.2919 | 795.7455 | 1869.976 | 1508.6458 | 0 | 332.3674 | 438.2561 | 433.8378 | 541.4906 | 1847.6458 | 0 | 1.9231 | 0.0060493 | 0 | 0.71531 | 0 | 0 | 1709.025 | 0 | 0 | 0 | 12457.7313 | 10 | 20 | Winter Peak
2018-01-10 21:00 | 2628.3935 | 395.182 | 737.3959 | 1756.0047 | 1450.6059 | 0 | 312.2215 | 394.2208 | 416.9044 | 441.0965 | 1751.3338 | 0 | 1.4734 | 0.0060128 | 0 | 0.54806 | 0 | 0 | 1704.8837 | 0 | 0 | 0 | 11990.2703 | 10 | 21 | Winter Peak
2018-01-10 22:00 | 2698.1472 | 402.6266 | 546.0742 | 1681.9536 | 1354.7375 | 0 | 200.5804 | 356.4755 | 387.4343 | 352.6002 | 1664.7943 | 0 | 0.94986 | 0.0058522 | 0 | 0.35331 | 0 | 0 | 1630.3489 | 0 | 0 | 0 | 11277.0816 | 10 | 22 | Winter Peak
2018-01-10 23:00 | 2777.4006 | 410.0281 | 360.9877 | 1468.0947 | 1118.8384 | 0 | 206.6141 | 339.9485 | 334.9043 | 290.349 | 1608.5029 | 0 | 0.6638 | 0.0056975 | 0 | 0.24691 | 0 | 0 | 1563.3355 | 0 | 0 | 0 | 10479.9202 | 10 | 23 | Winter Peak
2018-01-11 | 2842.1265 | 415.483 | 142.9761 | 1062.4493 | 970.2856 | 0 | 216.0656 | 330.5655 | 299.0758 | 249.4096 | 1571.4723 | 0 | 0.35717 | 0.0056143 | 0 | 0.13285 | 0 | 0 | 1500.5148 | 0 | 0 | 0 | 9600.9196 | 11 | 0 | Winter Peak
2018-01-11 01:00 | 2876.4564 | 416.3323 | 91.7415 | 699.9116 | 908.3507 | 0 | 220.5358 | 299.0054 | 279.9786 | 207.116 | 1499.6921 | 0 | 0.22591 | 0.0056452 | 0 | 0.084028 | 0 | 0 | 1489.0253 | 0 | 0 | 0 | 8988.4614 | 11 | 1 | Winter Peak
2018-01-11 02:00 | 2899.2541 | 417.8729 | 84.7004 | 522.6294 | 878.9662 | 0 | 199.6504 | 286.156 | 269.4236 | 181.298 | 1473.7262 | 0 | 0.10579 | 0.0056564 | 0 | 0.03935 | 0 | 0 | 1513.8722 | 0 | 0 | 0 | 8727.7003 | 11 | 2 | Winter Peak
2018-01-11 03:00 | 3003.4179 | 425.1535 | 83.153 | 415.0399 | 866.9668 | 0 | 214.7194 | 290.3996 | 266.5045 | 172.3966 | 1441.5905 | 0 | 0.13582 | 0.0056436 | 0 | 0.05052 | 0 | 0 | 1491.5606 | 0 | 0 | 0 | 8671.0942 | 11 | 3 | Winter Peak
2018-01-11 04:00 | 3092.3766 | 433.0686 | 83.153 | 427.5316 | 866.2696 | 0 | 236.576 | 305.328 | 267.7548 | 174.8537 | 1406.1367 | 0 | 0.073768 | 0.0057724 | 0 | 0.027439 | 0 | 0 | 1517.6565 | 0 | 0 | 0 | 8810.8121 | 11 | 4 | Winter Peak
2018-01-11 05:00 | 3190.6272 | 443.7794 | 83.566 | 514.954 | 892.1544 | 0 | 264.583 | 330.8191 | 278.5034 | 207.9705 | 1407.606 | 0 | 0.30893 | 0.0058721 | 0 | 0.11491 | 0 | 0 | 1630.7998 | 0 | 0 | 0 | 9245.7926 | 11 | 5 | Winter Peak
2018-01-11 06:00 | 3270.6276 | 453.7189 | 95.5443 | 832.6056 | 938.9706 | 0 | 338.9866 | 393.8257 | 308.7658 | 264.8901 | 1468.3202 | 0 | 0.81 | 0.0057851 | 0 | 0.30129 | 0 | 0 | 1650.8746 | 0 | 0 | 0 | 10018.247 | 11 | 6 | Winter Peak
2018-01-11 07:00 | 3314.8661 | 458.0957 | 193.5732 | 1298.4361 | 1049.076 | 0 | 521.1239 | 480.168 | 362.8946 | 351.6636 | 1779.6201 | 0 | 1.4977 | 0.0055423 | 0 | 0.55709 | 0 | 0 | 1721.9706 | 0 | 0 | 0 | 11533.5483 | 11 | 7 | Winter Peak
2018-01-11 08:00 | 3297.2681 | 456.4219 | 263.6867 | 1476.6506 | 1162.1249 | 0 | 500.2709 | 551.479 | 345.0108 | 480.6967 | 2017.8965 | 0 | 1.5879 | 0.0054894 | 0 | 0.59063 | 0 | 0 | 1754.2813 | 0 | 0 | 0 | 12307.9714 | 11 | 8 | Winter Peak
2018-01-11 09:00 | 3093.4358 | 439.1178 | 269.8537 | 1483.0707 | 1211.0908 | 0 | 446.6163 | 594.8861 | 373.2298 | 730.8032 | 2257.9883 | 0 | 1.4598 | 0.0054394 | 0 | 0.54298 | 0 | 0 | 1804.7749 | 0 | 0 | 0 | 12706.8756 | 11 | 9 | Winter Peak
2018-01-11 10:00 | 2834.5555 | 412.3054 | 267.8335 | 1541.9753 | 1242.839 | 0 | 388.1365 | 633.1773 | 427.9351 | 844.6935 | 2464.3516 | 0 | 1.5845 | 0.0053935 | 0 | 0.58938 | 0 | 0 | 1722.3141 | 0 | 0 | 0 | 12782.296 | 11 | 10 | Winter Peak
2018-01-11 11:00 | 2598.846 | 382.978 | 250.9539 | 1613.3228 | 1236.5819 | 0 | 340.2087 | 666.0758 | 454.9391 | 901.2384 | 2619.0307 | 0 | 1.9069 | 0.0046788 | 0 | 0.70927 | 0 | 0 | 1707.0343 | 0 | 0 | 0 | 12773.8304 | 11 | 11 | Winter Peak
2018-01-11 12:00 | 2342.4189 | 352.6036 | 233.1765 | 1553.5869 | 1236.1785 | 0 | 293.7565 | 679.4014 | 462.2158 | 926.9673 | 2659.1363 | 0 | 2.1544 | 0.0052675 | 0 | 0.80134 | 0 | 0 | 1699.9472 | 0 | 0 | 0 | 12442.3498 | 11 | 12 | Winter Peak
2018-01-11 13:00 | 2130.1223 | 326.8429 | 221.7744 | 1508.487 | 1243.3523 | 0 | 251.2218 | 682.3241 | 458.611 | 913.6089 | 2631.5079 | 0 | 2.177 | 0.0052222 | 0 | 0.80974 | 0 | 0 | 1696.5526 | 0 | 0 | 0 | 12067.3971 | 11 | 13 | Winter Peak
2018-01-11 14:00 | 1891.559 | 298.2626 | 215.0768 | 1389.5259 | 1203.0214 | 0 | 224.3188 | 688.204 | 444.7978 | 873.145 | 2553.0501 | 0 | 2.4491 | 0.0052062 | 0 | 0.91095 | 0 | 0 | 1673.2133 | 0 | 0 | 0 | 11457.5399 | 11 | 14 | Winter Peak
2018-01-11 15:00 | 1711.9487 | 272.4605 | 219.0351 | 1290.1461 | 1185.9499 | 0 | 202.6466 | 669.6215 | 418.3259 | 826.8762 | 2424.9496 | 0 | 3.4321 | 0.0053108 | 0 | 1.2766 | 0 | 0 | 1689.1271 | 0 | 0 | 0 | 10915.801 | 11 | 15 | Winter Peak
2018-01-11 16:00 | 1649.3975 | 266.7703 | 252.1896 | 1315.6849 | 1243.0855 | 0 | 197.151 | 634.842 | 385.0428 | 795.2264 | 2305.3861 | 0 | 4.7057 | 0.005573 | 0 | 1.7503 | 0 | 0 | 1698.7076 | 0 | 0 | 0 | 10749.9454 | 11 | 16 | Winter Peak
2018-01-11 17:00 | 1719.3958 | 272.6791 | 336.746 | 1535.8217 | 1346.0102 | 0 | 211.2441 | 583.932 | 371.2605 | 625.877 | 2218.8984 | 0 | 5.7716 | 0.0056068 | 0 | 2.1468 | 0 | 0 | 1666.6998 | 0 | 0 | 0 | 10896.4885 | 11 | 17 | Winter Peak
2018-01-11 18:00 | 1812.854 | 284.3173 | 510.8084 | 1796.2833 | 1492.1972 | 0 | 227.9264 | 519.8798 | 482.7974 | 599.7559 | 2147.8031 | 0 | 4.4987 | 0.0056859 | 0 | 1.6733 | 0 | 0 | 1676.5685 | 0 | 0 | 0 | 11557.3688 | 11 | 18 | Winter Peak
2018-01-11 19:00 | 1863.4913 | 300.0086 | 706.6189 | 1861.6165 | 1542.4646 | 0 | 236.1829 | 480.9828 | 456.397 | 582.7751 | 1949.5547 | 0 | 2.4684 | 0.0057371 | 0 | 0.91815 | 0 | 0 | 1701.8614 | 0 | 0 | 0 | 11685.346 | 11 | 19 | Winter Peak
2018-01-11 20:00 | 1914.9594 | 310.9531 | 794.785 | 1804.0888 | 1507.3132 | 0 | 232.174 | 432.7986 | 433.8179 | 541.351 | 1862.2369 | 0 | 1.9059 | 0.0057096 | 0 | 0.70891 | 0 | 0 | 1694.0014 | 0 | 0 | 0 | 11531.0998 | 11 | 20 | Winter Peak
2018-01-11 21:00 | 1995.5582 | 321.6081 | 736.6152 | 1758.9873 | 1451.6582 | 0 | 221.8869 | 385.66 | 416.262 | 442.7476 | 1767.361 | 0 | 1.454 | 0.0056589 | 0 | 0.54083 | 0 | 0 | 1681.9695 | 0 | 0 | 0 | 11182.3145 | 11 | 21 | Winter Peak
2018-01-11 22:00 | 2085.0153 | 330.5752 | 551.2692 | 1681.8513 | 1358.8143 | 0 | 144.6606 | 347.9266 | 384.679 | 352.0934 | 1678.2702 | 0 | 0.93707 | 0.0055196 | 0 | 0.34855 | 0 | 0 | 1608.9284 | 0 | 0 | 0 | 10525.3748 | 11 | 22 | Winter Peak
2018-01-11 23:00 | 2154.1685 | 335.7408 | 360.7375 | 1484.5089 | 1118.8301 | 0 | 146.5351 | 330.0935 | 331.3634 | 290.6878 | 1615.7561 | 0 | 0.65728 | 0.005492 | 0 | 0.24448 | 0 | 0 | 1549.3975 | 0 | 0 | 0 | 9718.7266 | 11 | 23 | Winter Peak
2018-01-12 | 2183.357 | 336.8767 | 142.9084 | 1057.1756 | 969.9147 | 0 | 154.1475 | 319.4506 | 297.3906 | 252.5139 | 1570.2167 | 0 | 0.33083 | 0.0054647 | 0 | 0.12305 | 0 | 0 | 1390.9106 | 0 | 0 | 0 | 8675.3216 | 12 | 0 | Spring
2018-01-12 01:00 | 2220.138 | 342.6462 | 91.7784 | 714.2231 | 908.0223 | 0 | 153.8672 | 286.8067 | 279.5245 | 207.5072 | 1506.1533 | 0 | 0.21032 | 0.0054528 | 0 | 0.078232 | 0 | 0 | 1389.2131 | 0 | 0 | 0 | 8100.1738 | 12 | 1 | Spring
2018-01-12 02:00 | 2230.7918 | 342.3634 | 84.7806 | 517.2623 | 879.8107 | 0 | 137.9339 | 273.5711 | 269.2631 | 181.0608 | 1478.7407 | 0 | 0.099551 | 0.0055153 | 0 | 0.037029 | 0 | 0 | 1426.7539 | 0 | 0 | 0 | 7822.4743 | 12 | 2 | Spring
2018-01-12 03:00 | 2282.688 | 340.1574 | 83.153 | 433.5305 | 867.766 | 0 | 143.5748 | 276.7706 | 266.4351 | 174.0834 | 1445.3137 | 0 | 0.12993 | 0.0055714 | 0 | 0.048327 | 0 | 0 | 1426.1114 | 0 | 0 | 0 | 7739.7676 | 12 | 3 | Spring
2018-01-12 04:00 | 2320.4688 | 332.1244 | 83.153 | 422.867 | 866.8123 | 0 | 151.576 | 291.3751 | 267.7569 | 174.115 | 1409.2703 | 0 | 0.071443 | 0.0057586 | 0 | 0.026574 | 0 | 0 | 1464.9912 | 0 | 0 | 0 | 7784.6138 | 12 | 4 | Spring
2018-01-12 05:00 | 2376.3599 | 333.5381 | 83.5754 | 512.7691 | 891.8931 | 0 | 167.8693 | 319.1198 | 278.5651 | 206.1656 | 1411.641 | 0 | 0.29437 | 0.0058223 | 0 | 0.10949 | 0 | 0 | 1557.8096 | 0 | 0 | 0 | 8139.7156 | 12 | 5 | Spring
2018-01-12 06:00 | 2414.4428 | 337.4068 | 96.0937 | 819.2435 | 938.2561 | 0 | 218.7082 | 385.17 | 308.9087 | 268.4017 | 1471.3644 | 0 | 0.71444 | 0.0050713 | 0 | 0.26574 | 0 | 0 | 1473.687 | 0 | 0 | 0 | 8732.668 | 12 | 6 | Spring
2018-01-12 07:00 | 2436.4917 | 338.3701 | 193.4691 | 1281.9435 | 1047.9381 | 0 | 359.2689 | 480.6351 | 363.0902 | 350.0687 | 1781.3974 | 0 | 1.3786 | 0.0049291 | 0 | 0.51277 | 0 | 0 | 1600.4915 | 0 | 0 | 0 | 10235.0608 | 12 | 7 | Spring
2018-01-12 08:00 | 2454.3541 | 338.9019 | 265.0436 | 1461.4431 | 1161.9766 | 0 | 351.3121 | 564.3009 | 345.2396 | 481.4115 | 2020.5106 | 0 | 1.557 | 0.0050001 | 0 | 0.57915 | 0 | 0 | 1730.5826 | 0 | 0 | 0 | 11177.2179 | 12 | 8 | Spring
2018-01-12 09:00 | 2335.4766 | 327.8696 | 268.5054 | 1455.0735 | 1209.0368 | 0 | 320.9639 | 620.0969 | 373.5291 | 733.284 | 2263.4399 | 0 | 1.4971 | 0.0057805 | 0 | 0.55687 | 0 | 0 | 1860.383 | 0 | 0 | 0 | 11769.7186 | 12 | 9 | Spring
2018-01-12 10:00 | 2110.3751 | 308.6794 | 265.8588 | 1497.1534 | 1238.4237 | 0 | 267.8072 | 679.336 | 428.1539 | 844.6952 | 2475.5218 | 0 | 1.6954 | 0.0051235 | 0 | 0.63061 | 0 | 0 | 1849.9404 | 0 | 0 | 0 | 11968.2761 | 12 | 10 | Spring
2018-01-12 11:00 | 1867.9385 | 291.1326 | 252.3171 | 1564.8227 | 1237.4665 | 0 | 229.6009 | 730.3712 | 455.0525 | 904.0616 | 2639.1871 | 0 | 2.1116 | 0.0052167 | 0 | 0.78544 | 0 | 0 | 1896.8223 | 0 | 0 | 0 | 12071.6754 | 12 | 11 | Spring
2018-01-12 12:00 | 1670.9383 | 272.192 | 232.3409 | 1519.676 | 1233.8507 | 0 | 197.0817 | 762.0234 | 462.2472 | 928.3052 | 2690.1353 | 0 | 2.4303 | 0.005254 | 0 | 0.90398 | 0 | 0 | 1923.6017 | 0 | 0 | 0 | 11895.7321 | 12 | 12 | Spring
2018-01-12 13:00 | 1534.8754 | 260.424 | 224.2105 | 1478.2261 | 1245.5062 | 0 | 175.296 | 776.4266 | 458.6161 | 916.6561 | 2668.8029 | 0 | 2.509 | 0.0060654 | 0 | 0.93324 | 0 | 0 | 1960.9662 | 0 | 0 | 0 | 11703.4545 | 12 | 13 | Spring
2018-01-12 14:00 | 1374.3492 | 243.9153 | 216.9086 | 1309.0324 | 1206.1248 | 0 | 162.451 | 776.4749 | 444.7996 | 876.0362 | 2591.1365 | 0 | 2.8696 | 0.006152 | 0 | 1.0674 | 0 | 0 | 1965.9814 | 0 | 0 | 0 | 11171.153 | 12 | 14 | Spring
2018-01-12 15:00 | 1292.8161 | 230.6619 | 219.8678 | 1318.9943 | 1186.71 | 0 | 158.3729 | 753.5001 | 418.3241 | 830.1651 | 2458.6795 | 0 | 3.985 | 0.0062641 | 0 | 1.4823 | 0 | 0 | 1966.7433 | 0 | 0 | 0 | 10840.3089 | 12 | 15 | Spring
2018-01-12 16:00 | 1295.5231 | 233.1147 | 251.4797 | 1353.4097 | 1243.0986 | 0 | 167.9137 | 709.724 | 385.0424 | 797.3074 | 2330.3807 | 0 | 5.3477 | 0.0065003 | 0 | 1.9891 | 0 | 0 | 1936.5324 | 0 | 0 | 0 | 10710.87 | 12 | 16 | Spring
2018-01-12 17:00 | 1430.5894 | 261.5454 | 337.437 | 1552.1451 | 1348.4088 | 0 | 190.314 | 635.8 | 370.6597 | 627.1384 | 2231.4381 | 0 | 6.362 | 0.0057632 | 0 | 2.3664 | 0 | 0 | 1844.81 | 0 | 0 | 0 | 10839.02 | 12 | 17 | Spring
2018-01-12 18:00 | 1625.6104 | 289.663 | 504.9247 | 1786.0797 | 1489.3986 | 0 | 218.0422 | 554.9114 | 481.2761 | 604.6892 | 2150.4236 | 0 | 4.8826 | 0.0065282 | 0 | 1.8161 | 0 | 0 | 1828.1767 | 0 | 0 | 0 | 11539.9009 | 12 | 18 | Spring
2018-01-12 19:00 | 1801.0688 | 316.4341 | 703.6672 | 1890.9171 | 1546.7406 | 0 | 249.1709 | 508.4553 | 456.4114 | 584.7678 | 1942.5304 | 0 | 2.6376 | 0.0065113 | 0 | 0.98107 | 0 | 0 | 1826.987 | 0 | 0 | 0 | 11830.7759 | 12 | 19 | Spring
2018-01-12 20:00 | 1914.6146 | 332.4304 | 798.9485 | 1868.6326 | 1511.2017 | 0 | 256.6949 | 457.001 | 433.8131 | 547.4828 | 1847.9887 | 0 | 2.006 | 0.0064883 | 0 | 0.74617 | 0 | 0 | 1791.8569 | 0 | 0 | 0 | 11763.4238 | 12 | 20 | Spring
2018-01-12 21:00 | 2005.5889 | 341.905 | 741.5789 | 1825.0053 | 1453.1971 | 0 | 252.3339 | 409.2347 | 416.2357 | 444.8165 | 1750.3133 | 0 | 1.5515 | 0.0063459 | 0 | 0.5771 | 0 | 0 | 1800.6646 | 0 | 0 | 0 | 11443.0089 | 12 | 21 | Spring
2018-01-12 22:00 | 2146.5186 | 352.8889 | 547.9515 | 1675.9544 | 1356.1094 | 0 | 177.9383 | 369.0406 | 384.597 | 356.6102 | 1662.5902 | 0 | 1.0161 | 0.0062083 | 0 | 0.37793 | 0 | 0 | 1747.62 | 0 | 0 | 0 | 10779.2193 | 12 | 22 | Spring
2018-01-12 23:00 | 2288.7518 | 362.9267 | 360.7406 | 1478.75 | 1118.5425 | 0 | 187.4125 | 349.344 | 331.1797 | 294.2551 | 1606.9977 | 0 | 0.71208 | 0.0061886 | 0 | 0.26486 | 0 | 0 | 1680.7536 | 0 | 0 | 0 | 10060.6376 | 12 | 23 | Spring
2018-01-13 | 2407.1065 | 372.8767 | 142.7692 | 1087.4335 | 968.7007 | 0 | 201.6145 | 335.5955 | 297.0686 | 253.0994 | 1570.7655 | 0 | 0.36247 | 0.0061436 | 0 | 0.13483 | 0 | 0 | 1523.9739 | 0 | 0 | 0 | 9161.5074 | 13 | 0 | Summer
2018-01-13 01:00 | 2493.706 | 378.0517 | 91.9209 | 730.4439 | 908.7572 | 0 | 227.0606 | 309.9556 | 262.7998 | 185.5333 | 1547.7876 | 0 | 0.22771 | 0.0061568 | 0 | 0.0847 | 0 | 0 | 1506.2984 | 0 | 0 | 0 | 8642.6338 | 13 | 1 | Summer
2018-01-13 02:00 | 2574.8387 | 394.6896 | 84.7747 | 537.5963 | 880.0098 | 0 | 207.0329 | 296.8497 | 255.9752 | 171.5993 | 1557.1641 | 0 | 0.10644 | 0.0061181 | 0 | 0.03959 | 0 | 0 | 1525.4123 | 0 | 0 | 0 | 8486.0947 | 13 | 2 | Summer
2018-01-13 03:00 | 2720.959 | 405.3995 | 82.6717 | 426.0571 | 867.7021 | 0 | 224.4579 | 297.3256 | 250.1968 | 176.239 | 1530.9542 | 0 | 0.13753 | 0.006234 | 0 | 0.051154 | 0 | 0 | 1508.9014 | 0 | 0 | 0 | 8491.0592 | 13 | 3 | Summer
2018-01-13 04:00 | 2814.1717 | 410.9636 | 82.6717 | 406.6099 | 866.1282 | 0 | 238.1042 | 306.9689 | 248.3003 | 191.4024 | 1497.1429 | 0 | 0.074126 | 0.0063319 | 0 | 0.027572 | 0 | 0 | 1523.6845 | 0 | 0 | 0 | 8586.2564 | 13 | 4 | Summer
2018-01-13 05:00 | 2980.3881 | 428.9197 | 83.4179 | 411.0476 | 886.3094 | 0 | 272.1316 | 321.4795 | 250.4716 | 209.6787 | 1449.9068 | 0 | 0.30532 | 0.0064242 | 0 | 0.11357 | 0 | 0 | 1617.564 | 0 | 0 | 0 | 8911.7402 | 13 | 5 | Summer
2018-01-13 06:00 | 3171.5967 | 449.5087 | 90.309 | 500.1524 | 913.9181 | 0 | 342.039 | 348.2136 | 255.7728 | 244.6265 | 1396.508 | 0 | 0.72829 | 0.0054806 | 0 | 0.27089 | 0 | 0 | 1504.2336 | 0 | 0 | 0 | 9217.8832 | 13 | 6 | Summer
2018-01-13 07:00 | 3333.21 | 466.8334 | 133.7501 | 733.2284 | 971.2525 | 0 | 529.9397 | 403.1022 | 271.7089 | 299.8175 | 1505.2127 | 0 | 1.4016 | 0.0052917 | 0 | 0.52133 | 0 | 0 | 1629.4696 | 0 | 0 | 0 | 10279.4532 | 13 | 7 | Summer
2018-01-13 08:00 | 3436.6162 | 480.0353 | 209.1917 | 1085.5049 | 1084.0061 | 0 | 521.3627 | 434.0736 | 207.14 | 345.3497 | 1486.0485 | 0 | 1.5773 | 0.0052956 | 0 | 0.5867 | 0 | 0 | 1754.7 | 0 | 0 | 0 | 11046.1981 | 13 | 8 | Summer
2018-01-13 09:00 | 3312.5218 | 474.2319 | 287.0267 | 1451.3192 | 1224.9043 | 0 | 496.7489 | 461.0754 | 189.3831 | 494.3678 | 1459.9881 | 0 | 1.4983 | 0.0053379 | 0 | 0.55732 | 0 | 0 | 1861.5373 | 0 | 0 | 0 | 11715.1655 | 13 | 9 | Summer
2018-01-13 10:00 | 3051.5103 | 451.753 | 327.83 | 1635.4959 | 1304.6979 | 0 | 457.9578 | 503.1448 | 216.2907 | 557.3511 | 1471.5645 | 0 | 1.6592 | 0.0052721 | 0 | 0.61714 | 0 | 0 | 1809.6493 | 0 | 0 | 0 | 11789.5269 | 13 | 10 | Summer
2018-01-13 11:00 | 2754.138 | 421.7701 | 322.2176 | 1715.4823 | 1314.6609 | 0 | 415.8803 | 537.5974 | 230.3457 | 599.3088 | 1533.5512 | 0 | 2.048 | 0.0053563 | 0 | 0.76176 | 0 | 0 | 1838.708 | 0 | 0 | 0 | 11686.4754 | 13 | 11 | Summer
2018-01-13 12:00 | 2526.5642 | 399.5061 | 297.5116 | 1728.6985 | 1314.1912 | 0 | 380.5454 | 562.0274 | 237.352 | 628.4984 | 1574.19 | 0 | 2.3216 | 0.0053338 | 0 | 0.86356 | 0 | 0 | 1836.8618 | 0 | 0 | 0 | 11489.1372 | 13 | 12 | Summer
2018-01-13 13:00 | 2329.0791 | 370.773 | 284.8647 | 1783.5423 | 1324.5351 | 0 | 341.765 | 575.6708 | 239.1115 | 654.5412 | 1597.9018 | 0 | 2.3487 | 0.0053365 | 0 | 0.87362 | 0 | 0 | 1835.1063 | 0 | 0 | 0 | 11340.1185 | 13 | 13 | Summer
2018-01-13 14:00 | 2100.8127 | 347.9755 | 275.4651 | 1638.6893 | 1281.7312 | 0 | 314.4626 | 576.4003 | 238.5164 | 668.1598 | 1609.9614 | 0 | 2.6386 | 0.0053544 | 0 | 0.98146 | 0 | 0 | 1806.9804 | 0 | 0 | 0 | 10862.7801 | 13 | 14 | Summer
2018-01-13 15:00 | 1985.6072 | 341.9882 | 282.1869 | 1526.875 | 1265.3701 | 0 | 308.9685 | 565.8243 | 234.9383 | 671.4289 | 1631.1355 | 0 | 3.6399 | 0.0054893 | 0 | 1.3539 | 0 | 0 | 1795.9549 | 0 | 0 | 0 | 10615.2771 | 13 | 15 | Summer
2018-01-13 16:00 | 1965.4631 | 343.4273 | 313.4252 | 1547.9168 | 1323.225 | 0 | 309.8932 | 548.0535 | 229.9111 | 659.8778 | 1678.883 | 0 | 4.8853 | 0.0057078 | 0 | 1.8171 | 0 | 0 | 1768.3568 | 0 | 0 | 0 | 10695.1409 | 13 | 16 | Summer
2018-01-13 17:00 | 2066.1882 | 354.1835 | 397.7318 | 1714.4929 | 1420.423 | 0 | 323.5901 | 521.2294 | 243.4735 | 547.6551 | 1741.6208 | 0 | 5.8142 | 0.0057542 | 0 | 2.1626 | 0 | 0 | 1685.2866 | 0 | 0 | 0 | 11023.8573 | 13 | 17 | Summer
2018-01-13 18:00 | 2245.4262 | 372.0863 | 555.5847 | 1908.7774 | 1542.1873 | 0 | 362.1202 | 485.4433 | 384.3258 | 529.9735 | 1803.5482 | 0 | 4.5042 | 0.0056988 | 0 | 1.6754 | 0 | 0 | 1685.9641 | 0 | 0 | 0 | 11881.6223 | 13 | 18 | Summer
2018-01-13 19:00 | 2358.302 | 386.3149 | 740.8883 | 1958.1606 | 1581.2593 | 0 | 384.7139 | 456.2677 | 385.2142 | 502.1261 | 1709.4431 | 0 | 2.4359 | 0.0057361 | 0 | 0.90606 | 0 | 0 | 1686.7144 | 0 | 0 | 0 | 12152.7521 | 13 | 19 | Summer
2018-01-13 20:00 | 2458.0394 | 396.5086 | 836.0684 | 1830.1879 | 1544.4736 | 0 | 406.3686 | 429.7453 | 385.5904 | 457.2851 | 1699.4077 | 0 | 1.864 | 0.0057111 | 0 | 0.69331 | 0 | 0 | 1664.7314 | 0 | 0 | 0 | 12110.9694 | 13 | 20 | Summer
2018-01-13 21:00 | 2614.4686 | 412.996 | 769.3109 | 1764.758 | 1480.2165 | 0 | 415.5379 | 408.7854 | 382.351 | 403.0053 | 1680.8259 | 0 | 1.4553 | 0.0056434 | 0 | 0.54133 | 0 | 0 | 1688.388 | 0 | 0 | 0 | 12022.6457 | 13 | 21 | Summer
2018-01-13 22:00 | 2771.2198 | 429.1775 | 573.0789 | 1712.1601 | 1383.7818 | 0 | 312.3438 | 368.6376 | 359.3392 | 346.0801 | 1637.0345 | 0 | 0.95685 | 0.0063476 | 0 | 0.35591 | 0 | 0 | 1645.2982 | 0 | 0 | 0 | 11539.4703 | 13 | 22 | Summer
2018-01-13 23:00 | 2933.94 | 443.1862 | 396.3022 | 1461.5802 | 1152.7903 | 0 | 332.767 | 350.4358 | 310.6487 | 278.7993 | 1581.5595 | 0 | 0.6661 | 0.0062721 | 0 | 0.24776 | 0 | 0 | 1571.7944 | 0 | 0 | 0 | 10814.7236 | 13 | 23 | Summer
2018-01-14 | 3097.7247 | 457.8804 | 156.0604 | 1083.3973 | 995.6253 | 0 | 353.1463 | 335.7275 | 276.083 | 218.5143 | 1542.7824 | 0 | 0.85476 | 0.006287 | 0 | 0.31794 | 0 | 0 | 1063.8178 | 0 | 0 | 0 | 9581.9385 | 14 | 0 | Summer
2018-01-14 01:00 | 3204.6975 | 467.2966 | 95.3207 | 717.9302 | 922.2703 | 0 | 339.1102 | 321.001 | 254.282 | 187.8375 | 1415.5104 | 0 | 0.33567 | 0.006242 | 0 | 0.12486 | 0 | 0 | 1048.1548 | 0 | 0 | 0 | 8973.8779 | 14 | 1 | Summer
2018-01-14 02:00 | 3302.7112 | 477.5507 | 85.3861 | 529.7498 | 885.4487 | 0 | 336.1471 | 316.857 | 246.2238 | 177.1668 | 1436.644 | 0 | 0.28075 | 0.0062442 | 0 | 0.10443 | 0 | 0 | 980.8563 | 0 | 0 | 0 | 8775.1329 | 14 | 2 | Summer
2018-01-14 03:00 | 3448.1373 | 487.8385 | 82.6717 | 437.7427 | 870.1232 | 0 | 357.2842 | 319.5394 | 241.1178 | 178.4587 | 1430.7921 | 0 | 0.20046 | 0.0062289 | 0 | 0.074562 | 0 | 0 | 940.9553 | 0 | 0 | 0 | 8794.9421 | 14 | 3 | Summer
2018-01-14 04:00 | 3550.9908 | 497.1791 | 82.6717 | 414.6226 | 867.7985 | 0 | 382.2902 | 322.8331 | 237.6324 | 195.6022 | 1387.7021 | 0 | 0.038524 | 0.0062575 | 0 | 0.014329 | 0 | 0 | 935.0109 | 0 | 0 | 0 | 8874.3927 | 14 | 4 | Summer
2018-01-14 05:00 | 3703.1288 | 512.968 | 83.4403 | 438.6905 | 886.3993 | 0 | 399.0997 | 330.1127 | 242.2733 | 215.5074 | 1354.8697 | 0 | 0.11771 | 0.0062782 | 0 | 0.043784 | 0 | 0 | 936.9353 | 0 | 0 | 0 | 9103.5927 | 14 | 5 | Summer
2018-01-14 06:00 | 3793.7953 | 520.6818 | 90.6402 | 537.0944 | 914.5518 | 0 | 462.8972 | 367.395 | 251.3872 | 250.8412 | 1320.1457 | 0 | 0.2439 | 0.0062853 | 0 | 0.090721 | 0 | 0 | 915.7816 | 0 | 0 | 0 | 9425.5522 | 14 | 6 | Summer
2018-01-14 07:00 | 3854.0734 | 524.3492 | 135.9202 | 759.5751 | 972.3002 | 0 | 640.9792 | 403.0635 | 264.4863 | 301.7511 | 1265.2003 | 0 | 0.43437 | 0.0063097 | 0 | 0.16157 | 0 | 0 | 929.468 | 0 | 0 | 0 | 10051.7688 | 14 | 7 | Summer
2018-01-14 08:00 | 3871.9827 | 528.5798 | 208.8595 | 1116.4267 | 1083.6373 | 0 | 602.5377 | 413.0538 | 181.7614 | 337.89 | 1235.8067 | 0 | 0.80689 | 0.0063441 | 0 | 0.30013 | 0 | 0 | 910.0066 | 0 | 0 | 0 | 10491.6555 | 14 | 8 | Summer
2018-01-14 09:00 | 3655.1098 | 512.7923 | 284.3707 | 1443.538 | 1222.9399 | 0 | 548.8817 | 418.2267 | 137.9289 | 484.445 | 1275.7444 | 0 | 1.4219 | 0.0061887 | 0 | 0.52888 | 0 | 0 | 905.0089 | 0 | 0 | 0 | 10890.9432 | 14 | 9 | Summer
2018-01-14 10:00 | 3360.8303 | 486.1003 | 330.4006 | 1632.3055 | 1306.9354 | 0 | 481.4402 | 439.4104 | 158.1587 | 529.5307 | 1293.7131 | 0 | 1.8911 | 0.006125 | 0 | 0.70342 | 0 | 0 | 880.8877 | 0 | 0 | 0 | 10902.3135 | 14 | 10 | Summer
2018-01-14 11:00 | 3069.6038 | 453.6012 | 322.5459 | 1796.0371 | 1315.6226 | 0 | 431.2824 | 453.527 | 177.2739 | 557.2698 | 1309.5744 | 0 | 2.4445 | 0.0060369 | 0 | 0.90926 | 0 | 0 | 900.926 | 0 | 0 | 0 | 10790.6241 | 14 | 11 | Summer
2018-01-14 12:00 | 2853.8188 | 432.2612 | 297.6658 | 1726.3215 | 1315.5822 | 0 | 391.6458 | 463.583 | 191.8208 | 583.6295 | 1337.8689 | 0 | 3.0574 | 0.0061236 | 0 | 1.1372 | 0 | 0 | 894.6832 | 0 | 0 | 0 | 10493.0813 | 14 | 12 | Summer
2018-01-14 13:00 | 2717.0165 | 419.4989 | 281.5655 | 1761.2663 | 1324.1276 | 0 | 372.3795 | 472.9967 | 200.512 | 608.7883 | 1390.8021 | 0 | 3.1388 | 0.0061108 | 0 | 1.1675 | 0 | 0 | 894.0966 | 0 | 0 | 0 | 10447.3623 | 14 | 13 | Summer
2018-01-14 14:00 | 2510.3904 | 406.8728 | 277.1426 | 1675.0352 | 1286.5316 | 0 | 351.9409 | 476.3242 | 204.1428 | 616.3221 | 1432.3599 | 0 | 3.3658 | 0.0062141 | 0 | 1.2519 | 0 | 0 | 927.0223 | 0 | 0 | 0 | 10168.7087 | 14 | 14 | Summer
2018-01-14 15:00 | 2343.7025 | 395.0566 | 283.5335 | 1584.4503 | 1268.3737 | 0 | 328.8688 | 471.8906 | 202.0859 | 627.3396 | 1477.5118 | 0 | 3.5701 | 0.0063109 | 0 | 1.3279 | 0 | 0 | 917.2315 | 0 | 0 | 0 | 9904.9489 | 14 | 15 | Summer
2018-01-14 16:00 | 2301.9151 | 393.8818 | 314.332 | 1591.552 | 1324.4788 | 0 | 327.3052 | 463.2099 | 194.6806 | 627.9898 | 1516.5853 | 0 | 4.0532 | 0.0065218 | 0 | 1.5076 | 0 | 0 | 919.5253 | 0 | 0 | 0 | 9981.0231 | 14 | 16 | Summer
2018-01-14 17:00 | 2380.5477 | 398.4177 | 401.3276 | 1679.1868 | 1425.2766 | 0 | 341.0818 | 448.9346 | 203.0638 | 522.0925 | 1545.832 | 0 | 3.6755 | 0.0066168 | 0 | 1.3671 | 0 | 0 | 893.1222 | 0 | 0 | 0 | 10243.9324 | 14 | 17 | Summer
2018-01-14 18:00 | 2484.3317 | 404.2148 | 561.838 | 1873.407 | 1550.9983 | 0 | 370.4274 | 426.2857 | 335.9606 | 507.8803 | 1571.18 | 0 | 4.6548 | 0.0064368 | 0 | 1.7314 | 0 | 0 | 958.0153 | 0 | 0 | 0 | 11050.9318 | 14 | 18 | Summer
2018-01-14 19:00 | 2574.3526 | 415.9306 | 745.2395 | 2000.5061 | 1587.17 | 0 | 403.0617 | 416.9478 | 327.082 | 484.5543 | 1583.9365 | 0 | 4.5021 | 0.0064823 | 0 | 1.6746 | 0 | 0 | 943.4336 | 0 | 0 | 0 | 11488.3978 | 14 | 19 | Summer
2018-01-14 20:00 | 2669.8046 | 425.6817 | 843.1756 | 1886.44 | 1550.4227 | 0 | 433.3498 | 407.803 | 315.4817 | 447.1077 | 1561.8899 | 0 | 3.8466 | 0.0064609 | 0 | 1.4308 | 0 | 0 | 967.6147 | 0 | 0 | 0 | 11514.0552 | 14 | 20 | Summer
2018-01-14 21:00 | 2757.8291 | 434.0924 | 770.3654 | 1826.8188 | 1481.0945 | 0 | 442.4585 | 396.4947 | 303.6159 | 396.7053 | 1527.7768 | 0 | 3.2194 | 0.0071989 | 0 | 1.1975 | 0 | 0 | 974.2532 | 0 | 0 | 0 | 11315.9288 | 14 | 21 | Summer
2018-01-14 22:00 | 2842.4131 | 440.8585 | 572.7997 | 1699.032 | 1384.4323 | 0 | 316.3265 | 366.5503 | 292.2346 | 344.6202 | 1478.6656 | 0 | 2.5365 | 0.0071408 | 0 | 0.94348 | 0 | 0 | 1020.434 | 0 | 0 | 0 | 10761.8539 | 14 | 22 | Summer
2018-01-14 23:00 | 2958.8308 | 451.4775 | 395.9618 | 1516.4476 | 1153.6268 | 0 | 331.671 | 360.252 | 280.3088 | 281.7648 | 1425.497 | 0 | 1.7152 | 0.0070901 | 0 | 0.63797 | 0 | 0 | 1085.9151 | 0 | 0 | 0 | 10244.1134 | 14 | 23 | Summer
2018-01-15 | 3051.6378 | 459.2255 | 155.2163 | 1076.3543 | 996.3602 | 0 | 343.0571 | 352.4341 | 267.4478 | 223.7158 | 1387.8625 | 0 | 0.87148 | 0.0062786 | 0 | 0.32416 | 0 | 0 | 1082.4402 | 0 | 0 | 0 | 9396.9537 | 15 | 0 | Winter Peak
2018-01-15 01:00 | 3133.7398 | 466.1415 | 94.9856 | 721.7923 | 922.6419 | 0 | 352.2653 | 324.0959 | 279.5264 | 209.6534 | 1505.9626 | 0 | 0.34592 | 0.0062064 | 0 | 0.12867 | 0 | 0 | 1079.7177 | 0 | 0 | 0 | 9091.0032 | 15 | 1 | Winter Peak
2018-01-15 02:00 | 3235.9818 | 475.0469 | 85.3577 | 514.9032 | 886.1518 | 0 | 335.9866 | 310.3939 | 269.2645 | 181.3689 | 1478.6466 | 0 | 0.29145 | 0.0069603 | 0 | 0.10841 | 0 | 0 | 1017.493 | 0 | 0 | 0 | 8791.0018 | 15 | 2 | Winter Peak
2018-01-15 03:00 | 3379.1439 | 483.9145 | 83.153 | 438.0929 | 870.4875 | 0 | 343.1454 | 313.79 | 266.4335 | 171.4137 | 1445.5446 | 0 | 0.21037 | 0.0070378 | 0 | 0.078248 | 0 | 0 | 984.2798 | 0 | 0 | 0 | 8779.6944 | 15 | 3 | Winter Peak
2018-01-15 04:00 | 3460.7869 | 490.5659 | 83.153 | 439.0786 | 867.6004 | 0 | 363.1901 | 328.1818 | 267.755 | 173.8255 | 1409.419 | 0 | 0.040221 | 0.0071863 | 0 | 0.01496 | 0 | 0 | 984.5256 | 0 | 0 | 0 | 8868.1444 | 15 | 4 | Winter Peak
2018-01-15 05:00 | 3567.7503 | 500.5555 | 83.5721 | 541.6085 | 892.2173 | 0 | 389.9198 | 349.678 | 278.5289 | 206.8758 | 1411.5797 | 0 | 0.12657 | 0.0072172 | 0 | 0.047078 | 0 | 0 | 1004.4892 | 0 | 0 | 0 | 9226.956 | 15 | 5 | Winter Peak
2018-01-15 06:00 | 3674.5387 | 510.8978 | 95.5152 | 849.1926 | 939.2219 | 0 | 481.4095 | 409.305 | 308.6883 | 266.655 | 1471.0486 | 0 | 0.2641 | 0.0064054 | 0 | 0.098234 | 0 | 0 | 987.6713 | 0 | 0 | 0 | 9994.5126 | 15 | 6 | Winter Peak
2018-01-15 07:00 | 3762.5629 | 518.024 | 190.1401 | 1309.9716 | 1048.3525 | 0 | 708.8373 | 491.5271 | 362.4822 | 349.2888 | 1780.761 | 0 | 0.47223 | 0.0064695 | 0 | 0.17565 | 0 | 0 | 1003.366 | 0 | 0 | 0 | 11525.968 | 15 | 7 | Winter Peak
2018-01-15 08:00 | 3779.8161 | 519.0061 | 260.6843 | 1510.0638 | 1162.2189 | 0 | 685.5154 | 552.7142 | 343.6953 | 483.1896 | 2019.6483 | 0 | 0.85511 | 0.0064308 | 0 | 0.31807 | 0 | 0 | 959.0195 | 0 | 0 | 0 | 12276.7512 | 15 | 8 | Winter Peak
2018-01-15 09:00 | 3572.9365 | 502.5521 | 267.8398 | 1498.0058 | 1209.3413 | 0 | 621.5858 | 588.0379 | 373.1925 | 732.2601 | 2262.3134 | 0 | 1.4741 | 0.0063618 | 0 | 0.5483 | 0 | 0 | 934.098 | 0 | 0 | 0 | 12564.1921 | 15 | 9 | Winter Peak
2018-01-15 10:00 | 3284.8785 | 473.1299 | 265.9295 | 1571.058 | 1239.9498 | 0 | 541.2277 | 623.1825 | 427.9549 | 844.7307 | 2474.8876 | 0 | 1.9417 | 0.0062323 | 0 | 0.72224 | 0 | 0 | 901.7478 | 0 | 0 | 0 | 12651.347 | 15 | 10 | Winter Peak
2018-01-15 11:00 | 3009.0428 | 439.8312 | 251.8651 | 1611.7729 | 1237.4568 | 0 | 469.4114 | 650.9649 | 455.032 | 907.3478 | 2638.8292 | 0 | 2.5037 | 0.0062059 | 0 | 0.93127 | 0 | 0 | 920.5508 | 0 | 0 | 0 | 12595.5461 | 15 | 11 | Winter Peak
2018-01-15 12:00 | 2758.0084 | 410.5409 | 229.7234 | 1517.1229 | 1236.0693 | 0 | 403.3196 | 663.2181 | 462.2699 | 925.6631 | 2689.9765 | 0 | 3.1502 | 0.0061396 | 0 | 1.1717 | 0 | 0 | 919.3678 | 0 | 0 | 0 | 12219.6078 | 15 | 12 | Winter Peak
2018-01-15 13:00 | 2565.4025 | 385.171 | 222.3141 | 1456.1596 | 1246.3514 | 0 | 354.9553 | 665.2975 | 458.6284 | 918.0257 | 2668.6977 | 0 | 3.2111 | 0.0061008 | 0 | 1.1944 | 0 | 0 | 912.5272 | 0 | 0 | 0 | 11857.942 | 15 | 13 | Winter Peak
2018-01-15 14:00 | 2334.0194 | 356.8742 | 214.6208 | 1349.4686 | 1204.1137 | 0 | 327.199 | 661.2107 | 444.9337 | 873.3423 | 2591.0355 | 0 | 3.4049 | 0.0061778 | 0 | 1.2665 | 0 | 0 | 935.4198 | 0 | 0 | 0 | 11296.9152 | 15 | 14 | Winter Peak
2018-01-15 15:00 | 2189.9317 | 335.6059 | 217.3388 | 1243.0589 | 1185.0867 | 0 | 306.8212 | 641.1339 | 418.6017 | 829.4363 | 2458.7766 | 0 | 3.6335 | 0.0062165 | 0 | 1.3515 | 0 | 0 | 930.9702 | 0 | 0 | 0 | 10761.7531 | 15 | 15 | Winter Peak
2018-01-15 16:00 | 2123.4629 | 313.8298 | 250.6592 | 1324.4411 | 1242.0865 | 0 | 303.2312 | 613.7106 | 385.4904 | 795.6136 | 2330.8758 | 0 | 4.1821 | 0.006463 | 0 | 1.5556 | 0 | 0 | 945.5958 | 0 | 0 | 0 | 10634.741 | 15 | 16 | Winter Peak
2018-01-15 17:00 | 2208.4317 | 339.2529 | 338.1604 | 1536.1974 | 1346.612 | 0 | 318.6041 | 572.611 | 370.095 | 627.3465 | 2232.0612 | 0 | 3.8463 | 0.0064864 | 0 | 1.4307 | 0 | 0 | 930.9465 | 0 | 0 | 0 | 10825.6022 | 15 | 17 | Winter Peak
2018-01-15 18:00 | 2343.6086 | 360.2948 | 507.1942 | 1808.7193 | 1490.7941 | 0 | 344.7984 | 522.5879 | 480.2647 | 602.5582 | 2151.2535 | 0 | 4.7734 | 0.0072867 | 0 | 1.7755 | 0 | 0 | 980.6739 | 0 | 0 | 0 | 11599.3037 | 15 | 18 | Winter Peak
2018-01-15 19:00 | 2407.4182 | 369.0584 | 703.1008 | 1877.4763 | 1545.0094 | 0 | 354.3519 | 489.0131 | 456.6614 | 581.4919 | 1943.2761 | 0 | 4.6854 | 0.0073438 | 0 | 1.7428 | 0 | 0 | 978.991 | 0 | 0 | 0 | 11712.284 | 15 | 19 | Winter Peak
2018-01-15 20:00 | 2461.4249 | 377.089 | 799.2913 | 1856.1172 | 1510.6127 | 0 | 351.3526 | 443.8294 | 434.0916 | 543.879 | 1848.5402 | 0 | 3.9475 | 0.0072984 | 0 | 1.4683 | 0 | 0 | 989.9969 | 0 | 0 | 0 | 11621.6478 | 15 | 20 | Winter Peak
2018-01-15 21:00 | 2542.1939 | 385.0609 | 740.1049 | 1810.4764 | 1452.8801 | 0 | 335.5968 | 401.489 | 416.442 | 442.9593 | 1750.6478 | 0 | 3.3263 | 0.0072602 | 0 | 1.2372 | 0 | 0 | 1003.0689 | 0 | 0 | 0 | 11285.491 | 15 | 21 | Winter Peak
2018-01-15 22:00 | 2652.7103 | 396.2715 | 551.4621 | 1740.8874 | 1355.9432 | 0 | 231.4856 | 362.1 | 384.8451 | 353.1199 | 1662.745 | 0 | 2.5691 | 0.0072174 | 0 | 0.9556 | 0 | 0 | 1032.0081 | 0 | 0 | 0 | 10727.1101 | 15 | 22 | Winter Peak
2018-01-15 23:00 | 2745.1524 | 407.0479 | 363.1157 | 1485.358 | 1119.5858 | 0 | 241.0311 | 346.3749 | 331.3103 | 291.2552 | 1607.0386 | 0 | 1.719 | 0.0070684 | 0 | 0.6394 | 0 | 0 | 1086.9615 | 0 | 0 | 0 | 10026.5968 | 15 | 23 | Winter Peak
2018-01-16 | 2808.6605 | 414.9783 | 143.2597 | 1079.8785 | 969.6575 | 0 | 254.7241 | 338.9229 | 297.0712 | 250.0458 | 1570.8671 | 0 | 0.36911 | 0.0061253 | 0 | 0.13729 | 0 | 0 | 1550.0141 | 0 | 0 | 0 | 9678.5923 | 16 | 0 | Spring
2018-01-16 01:00 | 2872.6851 | 421.7129 | 92.0247 | 714.2825 | 908.7365 | 0 | 267.9361 | 310.0697 | 279.5264 | 208.0353 | 1505.9626 | 0 | 0.23181 | 0.0060611 | 0 | 0.086223 | 0 | 0 | 1527.2262 | 0 | 0 | 0 | 9108.522 | 16 | 1 | Spring
2018-01-16 02:00 | 2907.1125 | 424.0715 | 84.7426 | 495.2665 | 878.7294 | 0 | 257.2218 | 298.4534 | 269.2645 | 181.9585 | 1478.6466 | 0 | 0.10851 | 0.0060427 | 0 | 0.04036 | 0 | 0 | 1551.7062 | 0 | 0 | 0 | 8827.3286 | 16 | 2 | Spring
2018-01-16 03:00 | 3004.0071 | 431.2688 | 83.153 | 420.0966 | 866.9575 | 0 | 268.9222 | 302.5522 | 266.4335 | 171.1509 | 1445.5446 | 0 | 0.13942 | 0.0059907 | 0 | 0.05186 | 0 | 0 | 1527.3638 | 0 | 0 | 0 | 8787.6475 | 16 | 3 | Spring
2018-01-16 04:00 | 3098.1156 | 440.4905 | 83.153 | 418.6653 | 866.0449 | 0 | 297.0418 | 317.2304 | 267.755 | 175.824 | 1409.419 | 0 | 0.07518 | 0.0061057 | 0 | 0.027964 | 0 | 0 | 1537.7691 | 0 | 0 | 0 | 8911.6178 | 16 | 4 | Spring
2018-01-16 05:00 | 3243.3512 | 451.1469 | 83.546 | 526.2365 | 891.3908 | 0 | 337.8373 | 344.2737 | 278.5289 | 208.7557 | 1411.5797 | 0 | 0.30708 | 0.0060293 | 0 | 0.11422 | 0 | 0 | 1617.6314 | 0 | 0 | 0 | 9394.7053 | 16 | 5 | Spring
2018-01-16 06:00 | 3339.8588 | 459.4149 | 95.9422 | 828.1839 | 938.729 | 0 | 410.265 | 405.2161 | 308.6883 | 266.1895 | 1471.0486 | 0 | 0.80221 | 0.0059639 | 0 | 0.29839 | 0 | 0 | 1629.7893 | 0 | 0 | 0 | 10154.4322 | 16 | 6 | Spring
2018-01-16 07:00 | 3435.1554 | 466.1819 | 193.2326 | 1296.3629 | 1050.5832 | 0 | 612.2163 | 487.9841 | 362.4822 | 350.9631 | 1780.761 | 0 | 1.4858 | 0.0056522 | 0 | 0.55264 | 0 | 0 | 1704.3219 | 0 | 0 | 0 | 11742.2888 | 16 | 7 | Spring
2018-01-16 08:00 | 3492.0857 | 469.6766 | 263.1367 | 1471.5447 | 1163.3168 | 0 | 602.6121 | 553.9164 | 343.0965 | 480.9798 | 2019.6483 | 0 | 1.5954 | 0.005615 | 0 | 0.59342 | 0 | 0 | 1760.0279 | 0 | 0 | 0 | 12622.236 | 16 | 8 | Spring
2018-01-16 09:00 | 3382.3989 | 454.9209 | 270.4042 | 1491.1349 | 1209.8937 | 0 | 558.6604 | 592.7148 | 373.1925 | 735.4987 | 2262.3134 | 0 | 1.5013 | 0.0055971 | 0 | 0.55842 | 0 | 0 | 1855.1133 | 0 | 0 | 0 | 13188.3111 | 16 | 9 | Spring
2018-01-16 10:00 | 3190.7688 | 432.4984 | 267.85 | 1564.2313 | 1240.7418 | 0 | 492.2975 | 630.5234 | 427.9549 | 845.5041 | 2474.8876 | 0 | 1.6691 | 0.0055534 | 0 | 0.62082 | 0 | 0 | 1813.4356 | 0 | 0 | 0 | 13382.9887 | 16 | 10 | Spring
2018-01-16 11:00 | 2974.0458 | 398.7064 | 253.1118 | 1567.8646 | 1237.5892 | 0 | 435.8355 | 663.5051 | 455.032 | 907.3193 | 2638.8292 | 0 | 2.0211 | 0.005521 | 0 | 0.75178 | 0 | 0 | 1808.5241 | 0 | 0 | 0 | 13343.1415 | 16 | 11 | Spring
2018-01-16 12:00 | 2826.6439 | 379.7575 | 232.8335 | 1569.1333 | 1237.8523 | 0 | 397.7707 | 671.3888 | 462.2699 | 927.8256 | 2689.9765 | 0 | 2.2956 | 0.0055037 | 0 | 0.85387 | 0 | 0 | 1810.3264 | 0 | 0 | 0 | 13208.9334 | 16 | 12 | Spring
2018-01-16 13:00 | 2673.7847 | 364.0359 | 223.3587 | 1557.9679 | 1248.7684 | 0 | 358.266 | 668.7229 | 458.6284 | 918.1373 | 2668.6977 | 0 | 2.3364 | 0.0054867 | 0 | 0.86905 | 0 | 0 | 1819.9999 | 0 | 0 | 0 | 12963.5789 | 16 | 13 | Spring
2018-01-16 14:00 | 2419.3833 | 338.8323 | 215.1413 | 1356.6926 | 1205.0726 | 0 | 322.0528 | 660.9245 | 444.9337 | 876.1426 | 2591.0355 | 0 | 2.6328 | 0.0054615 | 0 | 0.97931 | 0 | 0 | 1797.5822 | 0 | 0 | 0 | 12231.4109 | 16 | 14 | Spring
2018-01-16 15:00 | 2288.7784 | 324.4109 | 218.3095 | 1285.1946 | 1184.9941 | 0 | 300.1201 | 640.7485 | 418.6017 | 828.9946 | 2458.7766 | 0 | 3.5769 | 0.0053732 | 0 | 1.3305 | 0 | 0 | 1758.6073 | 0 | 0 | 0 | 11712.4489 | 16 | 15 | Spring
2018-01-16 16:00 | 2257.6696 | 323.5031 | 249.6221 | 1344.6014 | 1239.674 | 0 | 298.1454 | 615.3016 | 385.4904 | 795.6651 | 2330.8758 | 0 | 4.7958 | 0.0054901 | 0 | 1.7838 | 0 | 0 | 1729.3317 | 0 | 0 | 0 | 11576.4651 | 16 | 16 | Spring
2018-01-16 17:00 | 2304.897 | 332.3536 | 334.5787 | 1517.3776 | 1343.9227 | 0 | 310.4516 | 574.7801 | 366.2898 | 629.0696 | 2232.0612 | 0 | 5.8491 | 0.0055168 | 0 | 2.1756 | 0 | 0 | 1687.4313 | 0 | 0 | 0 | 11641.2434 | 16 | 17 | Spring
2018-01-16 18:00 | 2368.8876 | 346.296 | 504.6408 | 1780.7483 | 1487.4459 | 0 | 321.1505 | 524.0095 | 480.2647 | 603.5916 | 2151.2535 | 0 | 4.5082 | 0.0055228 | 0 | 1.6769 | 0 | 0 | 1678.6287 | 0 | 0 | 0 | 12253.1076 | 16 | 18 | Spring
2018-01-16 19:00 | 2424.7959 | 354.3996 | 701.4906 | 1878.665 | 1544.3406 | 0 | 330.5888 | 488.8332 | 456.6614 | 582.1784 | 1943.2761 | 0 | 2.4626 | 0.0056556 | 0 | 0.916 | 0 | 0 | 1695.3965 | 0 | 0 | 0 | 12404.0103 | 16 | 19 | Spring
2018-01-16 20:00 | 2494.8742 | 365.5782 | 802.5815 | 1832.8052 | 1513.262 | 0 | 324.6686 | 441.1224 | 434.0916 | 543.9821 | 1848.5402 | 0 | 1.8828 | 0.0055958 | 0 | 0.70031 | 0 | 0 | 1670.564 | 0 | 0 | 0 | 12274.6587 | 16 | 20 | Spring
2018-01-16 21:00 | 2576.1253 | 370.8315 | 742.8209 | 1723.6926 | 1456.687 | 0 | 312.7221 | 396.9578 | 416.442 | 443.3036 | 1750.6478 | 0 | 1.3938 | 0.0053527 | 0 | 0.51843 | 0 | 0 | 1611.9373 | 0 | 0 | 0 | 11804.0856 | 16 | 21 | Spring
2018-01-16 22:00 | 2671.9467 | 376.4242 | 549.2209 | 1717.6728 | 1357.7075 | 0 | 220.5169 | 360.251 | 384.8451 | 354.132 | 1662.745 | 0 | 0.89277 | 0.0051567 | 0 | 0.33207 | 0 | 0 | 1532.1637 | 0 | 0 | 0 | 11188.8557 | 16 | 22 | Spring
2018-01-16 23:00 | 2758.1538 | 382.0584 | 362.3108 | 1474.5493 | 1120.5184 | 0 | 225.4549 | 340.8149 | 331.3103 | 292.3612 | 1607.0386 | 0 | 0.62257 | 0.0056222 | 0 | 0.23157 | 0 | 0 | 1466.031 | 0 | 0 | 0 | 10361.4616 | 16 | 23 | Spring
2018-01-17 | 2805.2583 | 384.676 | 143.7659 | 1096.5254 | 971.5819 | 0 | 228.6507 | 329.2731 | 297.0712 | 250.3186 | 1570.8671 | 0 | 0.31293 | 0.0049298 | 0 | 0.1164 | 0 | 0 | 1314.8883 | 0 | 0 | 0 | 9393.3108 | 17 | 0 | Spring
2018-01-17 01:00 | 2851.7977 | 388.2015 | 91.7066 | 695.8341 | 908.407 | 0 | 242.372 | 302.1528 | 280.3765 | 208.3308 | 1505.1196 | 0 | 0.19737 | 0.0049035 | 0 | 0.073413 | 0 | 0 | 1302.1931 | 0 | 0 | 0 | 8776.7673 | 17 | 1 | Spring
2018-01-17 02:00 | 2882.5817 | 392.0144 | 84.639 | 515.2278 | 878.7225 | 0 | 236.5469 | 290.9377 | 269.5294 | 182.5591 | 1478.1875 | 0 | 0.092564 | 0.0049246 | 0 | 0.03443 | 0 | 0 | 1330.9423 | 0 | 0 | 0 | 8542.0202 | 17 | 2 | Spring
2018-01-17 03:00 | 3001.7414 | 400.3028 | 83.153 | 428.9288 | 866.71 | 0 | 245.6237 | 294.2428 | 266.5707 | 172.1115 | 1447.029 | 0 | 0.12164 | 0.005006 | 0 | 0.045247 | 0 | 0 | 1333.3078 | 0 | 0 | 0 | 8539.8934 | 17 | 3 | Spring
2018-01-17 04:00 | 3064.6456 | 406.223 | 83.153 | 428.5092 | 866.3799 | 0 | 259.21 | 306.9724 | 267.699 | 174.7501 | 1412.9785 | 0 | 0.067244 | 0.0052237 | 0 | 0.025012 | 0 | 0 | 1383.013 | 0 | 0 | 0 | 8653.6311 | 17 | 4 | Spring
2018-01-17 05:00 | 3131.6374 | 413.238 | 83.5798 | 533.1496 | 891.7884 | 0 | 285.4274 | 333.0985 | 278.346 | 209.1438 | 1415.3208 | 0 | 0.28446 | 0.0053926 | 0 | 0.10581 | 0 | 0 | 1499.5995 | 0 | 0 | 0 | 9074.725 | 17 | 5 | Spring
2018-01-17 06:00 | 3211.7424 | 422.3415 | 95.8075 | 845.6659 | 938.1047 | 0 | 357.8319 | 396.7449 | 308.3191 | 267.2236 | 1476.3328 | 0 | 0.75565 | 0.0054533 | 0 | 0.28107 | 0 | 0 | 1543.3935 | 0 | 0 | 0 | 9864.5498 | 17 | 6 | Spring
2018-01-17 07:00 | 3264.7801 | 428.7686 | 193.7838 | 1305.6515 | 1049.4839 | 0 | 541.3015 | 482.7952 | 361.4325 | 351.2045 | 1786.7213 | 0 | 1.4418 | 0.0053893 | 0 | 0.53629 | 0 | 0 | 1659.5156 | 0 | 0 | 0 | 11427.422 | 17 | 7 | Spring
2018-01-17 08:00 | 3237.2335 | 426.9216 | 262.6334 | 1478.1176 | 1162.4208 | 0 | 524.255 | 551.1015 | 339.7999 | 482.7995 | 2024.559 | 0 | 1.5801 | 0.0055229 | 0 | 0.58772 | 0 | 0 | 1747.0183 | 0 | 0 | 0 | 12239.0332 | 17 | 8 | Spring
2018-01-17 09:00 | 3080.7945 | 417.621 | 268.141 | 1483.5389 | 1208.6652 | 0 | 474.7768 | 592.978 | 369.9993 | 735.4245 | 2265.9667 | 0 | 1.4934 | 0.0056163 | 0 | 0.55547 | 0 | 0 | 1847.6743 | 0 | 0 | 0 | 12747.6347 | 17 | 9 | Spring
2018-01-17 10:00 | 2830.8917 | 398.1885 | 266.3123 | 1518.841 | 1238.5955 | 0 | 420.3458 | 630.9453 | 426.9046 | 847.784 | 2476.1416 | 0 | 1.671 | 0.0049975 | 0 | 0.62156 | 0 | 0 | 1817.7206 | 0 | 0 | 0 | 12874.9686 | 17 | 10 | Spring
2018-01-17 11:00 | 2586.2559 | 374.5335 | 251.6587 | 1549.4176 | 1235.166 | 0 | 364.7884 | 662.6227 | 454.7857 | 907.0863 | 2638.4569 | 0 | 2.0199 | 0.0049782 | 0 | 0.75131 | 0 | 0 | 1809.5199 | 0 | 0 | 0 | 12837.0679 | 17 | 11 | Spring
2018-01-17 12:00 | 2353.2166 | 352.8532 | 233.7607 | 1581.3795 | 1235.6763 | 0 | 318.3151 | 672.7989 | 462.2038 | 927.8897 | 2687.2316 | 0 | 2.2912 | 0.0049573 | 0 | 0.85225 | 0 | 0 | 1809.2149 | 0 | 0 | 0 | 12637.6886 | 17 | 12 | Spring
2018-01-17 13:00 | 2175.1564 | 330.6122 | 223.1695 | 1493.6624 | 1244.39 | 0 | 278.3874 | 673.3522 | 458.607 | 920.0643 | 2665.233 | 0 | 2.3296 | 0.005008 | 0 | 0.86652 | 0 | 0 | 1817.0746 | 0 | 0 | 0 | 12282.9102 | 17 | 13 | Spring
2018-01-17 14:00 | 1971.9778 | 301.2956 | 215.0879 | 1330.658 | 1202.5374 | 0 | 249.7426 | 666.8996 | 444.7941 | 877.9707 | 2587.6906 | 0 | 2.6463 | 0.0051035 | 0 | 0.98432 | 0 | 0 | 1809.2128 | 0 | 0 | 0 | 11661.5029 | 17 | 14 | Spring
2018-01-17 15:00 | 1835.3696 | 279.8121 | 217.3318 | 1247.2452 | 1183.9716 | 0 | 227.2369 | 645.2807 | 418.3252 | 828.9588 | 2454.409 | 0 | 3.6416 | 0.0051961 | 0 | 1.3545 | 0 | 0 | 1793.7415 | 0 | 0 | 0 | 11136.6836 | 17 | 15 | Spring
2018-01-17 16:00 | 1768.3531 | 262.7817 | 247.9428 | 1346.1556 | 1238.8388 | 0 | 225.03 | 618.1968 | 385.0426 | 796.6362 | 2323.7506 | 0 | 4.933 | 0.0053997 | 0 | 1.8349 | 0 | 0 | 1782.3444 | 0 | 0 | 0 | 11001.8459 | 17 | 16 | Spring
2018-01-17 17:00 | 1839.9006 | 280.0559 | 333.5565 | 1584.2093 | 1345.3752 | 0 | 244.4841 | 577.9412 | 356.3474 | 631.3248 | 2226.2753 | 0 | 5.9959 | 0.00548 | 0 | 2.2302 | 0 | 0 | 1733.3669 | 0 | 0 | 0 | 11161.0691 | 17 | 17 | Spring
2018-01-17 18:00 | 1961.3631 | 308.4024 | 503.2656 | 1819.966 | 1491.5681 | 0 | 266.9672 | 527.4446 | 465.3138 | 603.1288 | 2145.2711 | 0 | 4.6625 | 0.0062266 | 0 | 1.7343 | 0 | 0 | 1739.4019 | 0 | 0 | 0 | 11838.4957 | 17 | 18 | Spring
2018-01-17 19:00 | 2035.2379 | 321.1933 | 697.2483 | 1922.0946 | 1542.9482 | 0 | 276.1672 | 490.0743 | 456.3981 | 582.7619 | 1939.6489 | 0 | 2.5506 | 0.0062335 | 0 | 0.94873 | 0 | 0 | 1760.8045 | 0 | 0 | 0 | 12028.0828 | 17 | 19 | Spring
2018-01-17 20:00 | 2084.9308 | 327.2417 | 792.6461 | 1861.5135 | 1507.6071 | 0 | 275.7957 | 439.8514 | 433.8378 | 545.1949 | 1847.6458 | 0 | 1.963 | 0.006237 | 0 | 0.73014 | 0 | 0 | 1746.9836 | 0 | 0 | 0 | 11865.9476 | 17 | 20 | Spring
2018-01-17 21:00 | 2196.6149 | 338.4373 | 733.7461 | 1769.8684 | 1449.7697 | 0 | 273.004 | 393.9766 | 416.9044 | 443.8637 | 1751.3338 | 0 | 1.487 | 0.0060949 | 0 | 0.5531 | 0 | 0 | 1721.6416 | 0 | 0 | 0 | 11491.2068 | 17 | 21 | Spring
2018-01-17 22:00 | 2324.3341 | 351.2362 | 544.9708 | 1697.8289 | 1354.314 | 0 | 187.1791 | 355.877 | 387.4343 | 354.4279 | 1664.7943 | 0 | 0.95093 | 0.0058655 | 0 | 0.35371 | 0 | 0 | 1633.3602 | 0 | 0 | 0 | 10857.0671 | 17 | 22 | Spring
2018-01-17 23:00 | 2485.516 | 368.1501 | 360.6803 | 1444.9876 | 1119.2225 | 0 | 211.5282 | 338.8948 | 334.9043 | 291.975 | 1608.5029 | 0 | 0.66552 | 0.0058361 | 0 | 0.24755 | 0 | 0 | 1568.7222 | 0 | 0 | 0 | 10134.0029 | 17 | 23 | Spring
2018-01-18 | 2620.9537 | 380.9164 | 142.8486 | 1033.8338 | 969.8767 | 0 | 220.7601 | 328.308 | 299.0758 | 252.4948 | 1571.4723 | 0 | 0.36327 | 0.0058739 | 0 | 0.13512 | 0 | 0 | 1527.3266 | 0 | 0 | 0 | 9348.3708 | 18 | 0 | Spring
2018-01-18 01:00 | 2719.7015 | 390.9182 | 91.5535 | 708.1879 | 907.2044 | 0 | 228.977 | 298.2961 | 279.9786 | 207.2275 | 1499.6921 | 0 | 0.23102 | 0.0059108 | 0 | 0.085931 | 0 | 0 | 1528.2544 | 0 | 0 | 0 | 8860.3141 | 18 | 1 | Spring
2018-01-18 02:00 | 2825.4652 | 404.1563 | 84.7051 | 528.1061 | 878.6703 | 0 | 223.8486 | 285.8658 | 269.4236 | 181.293 | 1473.7262 | 0 | 0.10846 | 0.0058871 | 0 | 0.040342 | 0 | 0 | 1556.9001 | 0 | 0 | 0 | 8712.3148 | 18 | 2 | Spring
2018-01-18 03:00 | 2989.5639 | 417.6252 | 83.153 | 433.9105 | 866.8057 | 0 | 250.8069 | 292.016 | 266.5045 | 173.3942 | 1441.5905 | 0 | 0.14058 | 0.0059924 | 0 | 0.052291 | 0 | 0 | 1543.4776 | 0 | 0 | 0 | 8759.0469 | 18 | 3 | Spring
2018-01-18 04:00 | 3116.2483 | 428.1596 | 83.153 | 424.1249 | 866.487 | 0 | 275.7472 | 306.498 | 267.7548 | 176.4676 | 1406.1367 | 0 | 0.075953 | 0.0061685 | 0 | 0.028251 | 0 | 0 | 1559.8173 | 0 | 0 | 0 | 8910.7046 | 18 | 4 | Spring
2018-01-18 05:00 | 3284.5038 | 441.9116 | 83.5511 | 513.4028 | 891.2692 | 0 | 306.6884 | 331.6371 | 278.5034 | 208.2623 | 1407.606 | 0 | 0.31115 | 0.0062818 | 0 | 0.11574 | 0 | 0 | 1647.7202 | 0 | 0 | 0 | 9395.4891 | 18 | 5 | Spring
2018-01-18 06:00 | 3426.1304 | 455.2729 | 95.468 | 826.7772 | 938.2938 | 0 | 391.0096 | 393.5457 | 308.7658 | 266.7232 | 1468.3202 | 0 | 0.74963 | 0.0053904 | 0 | 0.27883 | 0 | 0 | 1547.5662 | 0 | 0 | 0 | 10118.9069 | 18 | 6 | Spring
2018-01-18 07:00 | 3573.9348 | 467.8938 | 193.364 | 1257.9461 | 1048.1904 | 0 | 621.923 | 480.2466 | 362.8946 | 351.8027 | 1779.6201 | 0 | 1.4204 | 0.0052098 | 0 | 0.52834 | 0 | 0 | 1649.1878 | 0 | 0 | 0 | 11788.9579 | 18 | 7 | Spring
2018-01-18 08:00 | 3644.5439 | 473.669 | 264.5043 | 1458.5534 | 1161.156 | 0 | 619.4528 | 545.683 | 341.3944 | 481.8684 | 2017.8965 | 0 | 1.5577 | 0.0051503 | 0 | 0.57939 | 0 | 0 | 1731.2114 | 0 | 0 | 0 | 12742.0751 | 18 | 8 | Spring
2018-01-18 09:00 | 3508.5382 | 464.675 | 269.7819 | 1475.1406 | 1208.9379 | 0 | 574.0568 | 584.8874 | 373.2298 | 734.5529 | 2257.9883 | 0 | 1.4442 | 0.0051216 | 0 | 0.53717 | 0 | 0 | 1793.9225 | 0 | 0 | 0 | 13247.6977 | 18 | 9 | Spring
2018-01-18 10:00 | 3324.6442 | 449.3972 | 265.5645 | 1526.757 | 1239.3131 | 0 | 520.3289 | 620.9435 | 427.9351 | 847.61 | 2464.3516 | 0 | 1.5749 | 0.0050515 | 0 | 0.5858 | 0 | 0 | 1717.5274 | 0 | 0 | 0 | 13406.5383 | 18 | 10 | Spring
2018-01-18 11:00 | 3136.4893 | 432.2109 | 252.5095 | 1594.6807 | 1239.1202 | 0 | 472.4967 | 647.0095 | 454.9391 | 907.6586 | 2619.0307 | 0 | 1.9233 | 0.0050565 | 0 | 0.7154 | 0 | 0 | 1726.8359 | 0 | 0 | 0 | 13485.6249 | 18 | 11 | Spring
2018-01-18 12:00 | 2923.3583 | 415.0814 | 233.8088 | 1523.564 | 1238.4793 | 0 | 415.5621 | 656.9523 | 462.2158 | 927.9635 | 2659.1363 | 0 | 2.1669 | 0.0050569 | 0 | 0.806 | 0 | 0 | 1714.7318 | 0 | 0 | 0 | 13173.8316 | 18 | 12 | Spring
2018-01-18 13:00 | 2775.6471 | 400.8207 | 225.6114 | 1505.3618 | 1249.3442 | 0 | 373.3471 | 655.0071 | 458.611 | 919.2883 | 2631.5079 | 0 | 2.1859 | 0.0050374 | 0 | 0.81308 | 0 | 0 | 1707.8329 | 0 | 0 | 0 | 12905.3836 | 18 | 13 | Spring
2018-01-18 14:00 | 2617.2228 | 386.0479 | 214.7635 | 1325.2718 | 1205.0913 | 0 | 355.3448 | 647.4338 | 444.7978 | 878.1859 | 2553.0501 | 0 | 2.4485 | 0.0050367 | 0 | 0.91074 | 0 | 0 | 1676.9413 | 0 | 0 | 0 | 12307.5153 | 18 | 14 | Spring
2018-01-18 15:00 | 2545.6494 | 374.5345 | 219.5169 | 1277.3438 | 1188.7467 | 0 | 335.9928 | 628.2105 | 418.3259 | 829.0268 | 2424.9496 | 0 | 3.3709 | 0.0050799 | 0 | 1.2538 | 0 | 0 | 1663.2268 | 0 | 0 | 0 | 11910.1535 | 18 | 15 | Spring
2018-01-18 16:00 | 2524.3494 | 372.0825 | 253.5936 | 1339.8165 | 1246.0054 | 0 | 334.2831 | 602.5493 | 385.0428 | 796.8347 | 2305.3861 | 0 | 4.5583 | 0.0052294 | 0 | 1.6955 | 0 | 0 | 1649.9301 | 0 | 0 | 0 | 11816.1325 | 18 | 16 | Spring
2018-01-18 17:00 | 2651.6213 | 384.6874 | 337.2547 | 1543.0063 | 1346.7845 | 0 | 357.7683 | 566.3974 | 352.7128 | 630.1398 | 2218.8984 | 0 | 5.5776 | 0.0054122 | 0 | 2.0746 | 0 | 0 | 1616.1675 | 0 | 0 | 0 | 12013.096 | 18 | 17 | Spring
2018-01-18 18:00 | 2791.1938 | 396.5983 | 505.4676 | 1782.7477 | 1489.7581 | 0 | 380.5301 | 520.7079 | 465.0505 | 602.2737 | 2147.8031 | 0 | 4.3365 | 0.0053537 | 0 | 1.613 | 0 | 0 | 1622.3577 | 0 | 0 | 0 | 12710.4431 | 18 | 18 | Spring
2018-01-18 19:00 | 2792.126 | 397.2464 | 700.9244 | 1860.2426 | 1541.5039 | 0 | 379.0338 | 487.2435 | 456.397 | 583.5892 | 1949.5547 | 0 | 2.3742 | 0.005393 | 0 | 0.8831 | 0 | 0 | 1643.4142 | 0 | 0 | 0 | 12794.5384 | 18 | 19 | Spring
2018-01-18 20:00 | 2812.0998 | 397.5074 | 795.2207 | 1815.701 | 1509.3219 | 0 | 364.6842 | 442.637 | 433.8179 | 543.7102 | 1862.2369 | 0 | 1.7993 | 0.0053412 | 0 | 0.66927 | 0 | 0 | 1606.1098 | 0 | 0 | 0 | 12585.5207 | 18 | 20 | Spring
2018-01-18 21:00 | 2888.0827 | 403.3526 | 738.9586 | 1762.8451 | 1452.6931 | 0 | 347.1903 | 399.9319 | 416.262 | 443.7356 | 1767.361 | 0 | 1.37 | 0.0059716 | 0 | 0.50959 | 0 | 0 | 1589.8452 | 0 | 0 | 0 | 12212.1438 | 18 | 21 | Spring
2018-01-18 22:00 | 2966.931 | 410.8062 | 546.9912 | 1684.3431 | 1353.9358 | 0 | 227.9673 | 362.2252 | 384.679 | 353.9869 | 1678.2702 | 0 | 0.87525 | 0.0057406 | 0 | 0.32556 | 0 | 0 | 1504.7427 | 0 | 0 | 0 | 11476.0853 | 18 | 22 | Spring
2018-01-18 23:00 | 3057.6946 | 418.2121 | 360.8582 | 1436.6717 | 1117.9767 | 0 | 237.7162 | 347.0011 | 331.3634 | 292.2381 | 1615.7561 | 0 | 0.60825 | 0.0057782 | 0 | 0.22625 | 0 | 0 | 1435.4505 | 0 | 0 | 0 | 10651.779 | 18 | 23 | Spring
2018-01-19 | 3124.2231 | 422.6935 | 143.1136 | 1075.2499 | 970.2206 | 0 | 247.9671 | 337.6986 | 297.3906 | 251.1558 | 1570.2167 | 0 | 0.3435 | 0.0059635 | 0 | 0.12777 | 0 | 0 | 1445.0814 | 0 | 0 | 0 | 9885.4882 | 19 | 0 | Spring
2018-01-19 01:00 | 3121.7156 | 418.6037 | 92.106 | 713.8251 | 908.7938 | 0 | 241.8078 | 305.495 | 279.5245 | 209.125 | 1506.1533 | 0 | 0.21668 | 0.0058733 | 0 | 0.080597 | 0 | 0 | 1430.7182 | 0 | 0 | 0 | 9228.1712 | 19 | 1 | Spring
2018-01-19 02:00 | 3073.7477 | 409.7614 | 84.7739 | 510.1272 | 879.3157 | 0 | 217.3788 | 290.547 | 269.2631 | 182.0196 | 1478.7407 | 0 | 0.10151 | 0.0058351 | 0 | 0.037758 | 0 | 0 | 1454.2054 | 0 | 0 | 0 | 8850.0255 | 19 | 2 | Spring
2018-01-19 03:00 | 3146.16 | 412.1553 | 83.153 | 416.4505 | 867.1587 | 0 | 226.4883 | 294.1356 | 266.4351 | 172.8597 | 1445.3137 | 0 | 0.12994 | 0.0058163 | 0 | 0.048332 | 0 | 0 | 1425.6275 | 0 | 0 | 0 | 8756.1215 | 19 | 3 | Spring
2018-01-19 04:00 | 3207.4304 | 419.835 | 83.153 | 420.0251 | 866.4324 | 0 | 245.3994 | 309.142 | 267.7569 | 176.3289 | 1409.2703 | 0 | 0.069515 | 0.005938 | 0 | 0.025857 | 0 | 0 | 1435.1141 | 0 | 0 | 0 | 8839.9887 | 19 | 4 | Spring
2018-01-19 05:00 | 3319.2715 | 428.788 | 83.5536 | 521.2932 | 892.6021 | 0 | 270.6243 | 332.4431 | 278.5651 | 208.194 | 1411.641 | 0 | 0.28972 | 0.0060841 | 0 | 0.10776 | 0 | 0 | 1533.7521 | 0 | 0 | 0 | 9281.1314 | 19 | 5 | Spring
2018-01-19 06:00 | 3457.2141 | 440.3926 | 95.4745 | 832.5814 | 939.4611 | 0 | 354.6489 | 394.6711 | 308.9087 | 265.848 | 1471.3644 | 0 | 0.68704 | 0.0052353 | 0 | 0.25555 | 0 | 0 | 1420.9768 | 0 | 0 | 0 | 9982.4895 | 19 | 6 | Spring
2018-01-19 07:00 | 3496.4955 | 444.9961 | 192.7845 | 1256.8102 | 1048.6415 | 0 | 559.8727 | 483.0355 | 363.0902 | 351.9352 | 1781.3974 | 0 | 1.3103 | 0.0050126 | 0 | 0.48738 | 0 | 0 | 1523.3288 | 0 | 0 | 0 | 11504.1904 | 19 | 7 | Spring
2018-01-19 08:00 | 3451.468 | 441.7451 | 262.0391 | 1443.8799 | 1162.5978 | 0 | 532.1724 | 552.3642 | 340.7734 | 482.3772 | 2020.5106 | 0 | 1.4624 | 0.0050433 | 0 | 0.54396 | 0 | 0 | 1625.9576 | 0 | 0 | 0 | 12317.8967 | 19 | 8 | Spring
2018-01-19 09:00 | 3271.983 | 428.671 | 269.5488 | 1476.0635 | 1210.0023 | 0 | 479.4861 | 594.0122 | 373.5291 | 734.7586 | 2263.4399 | 0 | 1.3783 | 0.0050472 | 0 | 0.51266 | 0 | 0 | 1712.1713 | 0 | 0 | 0 | 12815.5618 | 19 | 9 | Spring
2018-01-19 10:00 | 3021.4804 | 407.2764 | 267.3556 | 1554.295 | 1238.6563 | 0 | 425.1644 | 633.8333 | 428.1539 | 849.7732 | 2475.5218 | 0 | 1.5179 | 0.0050031 | 0 | 0.56461 | 0 | 0 | 1655.6305 | 0 | 0 | 0 | 12959.2283 | 19 | 10 | Spring
2018-01-19 11:00 | 2752.0074 | 382.5549 | 256.1724 | 1630.0075 | 1240.4725 | 0 | 379.0777 | 664.6151 | 455.0525 | 908.3383 | 2639.1871 | 0 | 1.8547 | 0.004988 | 0 | 0.68989 | 0 | 0 | 1665.4588 | 0 | 0 | 0 | 12975.4938 | 19 | 11 | Spring
2018-01-19 12:00 | 2541.7832 | 363.1805 | 234.3678 | 1587.0122 | 1238.3248 | 0 | 335.298 | 675.807 | 462.2472 | 928.2504 | 2690.1353 | 0 | 2.1125 | 0.0049852 | 0 | 0.78578 | 0 | 0 | 1671.5271 | 0 | 0 | 0 | 12730.8368 | 19 | 12 | Spring
2018-01-19 13:00 | 2372.0133 | 344.5119 | 224.1546 | 1519.4819 | 1245.6034 | 0 | 296.9867 | 677.7987 | 458.6161 | 922.0735 | 2668.8029 | 0 | 2.1573 | 0.0050095 | 0 | 0.80242 | 0 | 0 | 1685.5104 | 0 | 0 | 0 | 12418.5182 | 19 | 13 | Spring
2018-01-19 14:00 | 2124.639 | 319.1239 | 216.516 | 1409.217 | 1204.1009 | 0 | 266.6987 | 673.0876 | 444.7996 | 881.1898 | 2591.1365 | 0 | 2.4411 | 0.0050073 | 0 | 0.90799 | 0 | 0 | 1671.5842 | 0 | 0 | 0 | 11805.4472 | 19 | 14 | Spring
2018-01-19 15:00 | 1967.0851 | 304.6032 | 221.963 | 1306.4786 | 1189.1408 | 0 | 245.1824 | 652.3431 | 418.3241 | 831.5767 | 2458.6795 | 0 | 3.3884 | 0.0051698 | 0 | 1.2603 | 0 | 0 | 1671.36 | 0 | 0 | 0 | 11271.3905 | 19 | 15 | Spring
2018-01-19 16:00 | 1897.7026 | 298.7624 | 255.9153 | 1301.1521 | 1245.8799 | 0 | 239.7866 | 624.9354 | 385.0424 | 798.7662 | 2330.3807 | 0 | 4.5964 | 0.0053834 | 0 | 1.7097 | 0 | 0 | 1663.5107 | 0 | 0 | 0 | 11048.1458 | 19 | 16 | Spring
2018-01-19 17:00 | 1945.9991 | 302.9612 | 343.4936 | 1514.775 | 1351.309 | 0 | 248.2336 | 576.7383 | 352.7127 | 630.7905 | 2231.4381 | 0 | 5.6241 | 0.0055518 | 0 | 2.0919 | 0 | 0 | 1629.6064 | 0 | 0 | 0 | 11135.7791 | 19 | 17 | Spring
2018-01-19 18:00 | 2058.0113 | 314.6505 | 510.6266 | 1812.9354 | 1493.4582 | 0 | 263.5388 | 516.7344 | 465.0183 | 606.6339 | 2150.4236 | 0 | 4.4241 | 0.0056148 | 0 | 1.6456 | 0 | 0 | 1655.1923 | 0 | 0 | 0 | 11853.2988 | 19 | 18 | Spring
2018-01-19 19:00 | 2134.9733 | 325.3181 | 703.2598 | 1877.9038 | 1543.3346 | 0 | 277.6327 | 478.7783 | 456.4114 | 587.4243 | 1942.5304 | 0 | 2.4163 | 0.0055436 | 0 | 0.89875 | 0 | 0 | 1672.3412 | 0 | 0 | 0 | 12003.2285 | 19 | 19 | Spring
2018-01-19 20:00 | 2212.5486 | 335.5446 | 796.8861 | 1816.139 | 1509.4091 | 0 | 274.6325 | 431.3349 | 433.8131 | 548.4095 | 1847.9887 | 0 | 1.8605 | 0.005542 | 0 | 0.69203 | 0 | 0 | 1660.3977 | 0 | 0 | 0 | 11869.6618 | 19 | 20 | Spring
2018-01-19 21:00 | 2292.7141 | 343.9107 | 738.6358 | 1796.8832 | 1451.5306 | 0 | 263.1223 | 385.5736 | 416.2357 | 447.8766 | 1750.3133 | 0 | 1.4333 | 0.0062222 | 0 | 0.53313 | 0 | 0 | 1663.2765 | 0 | 0 | 0 | 11552.045 | 19 | 21 | Spring
2018-01-19 22:00 | 2392.7668 | 353.4895 | 552.5657 | 1712.8216 | 1356.2723 | 0 | 161.8755 | 347.9903 | 384.597 | 357.5343 | 1662.5902 | 0 | 0.92795 | 0.0060862 | 0 | 0.34516 | 0 | 0 | 1595.4034 | 0 | 0 | 0 | 10879.1857 | 19 | 22 | Spring
2018-01-19 23:00 | 2525.5424 | 364.0136 | 363.3885 | 1432.4903 | 1119.2135 | 0 | 172.9396 | 329.3693 | 331.1797 | 294.4059 | 1606.9977 | 0 | 0.64895 | 0.0060364 | 0 | 0.24138 | 0 | 0 | 1532.307 | 0 | 0 | 0 | 10072.7439 | 19 | 23 | Spring
2018-01-20 | 2598.7706 | 368.813 | 142.9154 | 1054.4864 | 969.9427 | 0 | 184.9718 | 321.5083 | 297.0686 | 252.9589 | 1570.7655 | 0 | 0.34656 | 0.0060069 | 0 | 0.12891 | 0 | 0 | 1456.2513 | 0 | 0 | 0 | 9218.9341 | 20 | 0 | Summer
2018-01-20 01:00 | 2628.247 | 370.3938 | 91.9892 | 726.0255 | 908.3217 | 0 | 211.0413 | 304.4711 | 262.7998 | 186.1764 | 1547.7876 | 0 | 0.21885 | 0.0060234 | 0 | 0.081402 | 0 | 0 | 1448.8164 | 0 | 0 | 0 | 8686.3761 | 20 | 1 | Summer
2018-01-20 02:00 | 2660.2435 | 371.1735 | 84.7414 | 510.6376 | 878.9998 | 0 | 185.3416 | 291.0351 | 255.9752 | 171.1973 | 1557.1641 | 0 | 0.10348 | 0.006062 | 0 | 0.038491 | 0 | 0 | 1480.8914 | 0 | 0 | 0 | 8447.5484 | 20 | 2 | Summer
2018-01-20 03:00 | 2782.105 | 378.3398 | 82.6717 | 426.0453 | 867.3892 | 0 | 191.1728 | 291.3207 | 250.1968 | 175.7413 | 1530.9542 | 0 | 0.13329 | 0.0061197 | 0 | 0.04958 | 0 | 0 | 1463.9237 | 0 | 0 | 0 | 8440.0495 | 20 | 3 | Summer
2018-01-20 04:00 | 2865.6744 | 386.356 | 82.6717 | 403.5962 | 866.4034 | 0 | 203.3798 | 300.486 | 248.3003 | 192.8939 | 1497.1429 | 0 | 0.072218 | 0.0062435 | 0 | 0.026862 | 0 | 0 | 1481.8587 | 0 | 0 | 0 | 8528.8686 | 20 | 4 | Summer
2018-01-20 05:00 | 2970.5371 | 395.5657 | 83.4292 | 413.74 | 886.662 | 0 | 226.6821 | 315.6671 | 250.4716 | 210.8742 | 1449.9068 | 0 | 0.29827 | 0.0063069 | 0 | 0.11095 | 0 | 0 | 1577.6519 | 0 | 0 | 0 | 8781.6031 | 20 | 5 | Summer
2018-01-20 06:00 | 3073.6529 | 404.9187 | 90.9782 | 538.0303 | 915.1843 | 0 | 294.6728 | 342.7522 | 255.7728 | 243.7011 | 1396.508 | 0 | 0.70426 | 0.0055051 | 0 | 0.26195 | 0 | 0 | 1456.5787 | 0 | 0 | 0 | 9013.7217 | 20 | 6 | Summer
2018-01-20 07:00 | 3158.3688 | 414.6206 | 135.3258 | 802.5933 | 971.7509 | 0 | 483.7526 | 400.8415 | 271.7089 | 301.3371 | 1505.2127 | 0 | 1.3452 | 0.0052952 | 0 | 0.50037 | 0 | 0 | 1566.4391 | 0 | 0 | 0 | 10013.8024 | 20 | 7 | Summer
2018-01-20 08:00 | 3177.8728 | 419.009 | 212.7094 | 1162.3435 | 1088.8639 | 0 | 447.932 | 429.7451 | 199.2806 | 346.6226 | 1486.0485 | 0 | 1.5224 | 0.0053576 | 0 | 0.56628 | 0 | 0 | 1695.0743 | 0 | 0 | 0 | 10667.5957 | 20 | 8 | Summer
2018-01-20 09:00 | 3020.2453 | 406.1807 | 290.1366 | 1463.0524 | 1228.3186 | 0 | 416.1466 | 460.4475 | 189.3831 | 497.7299 | 1459.9881 | 0 | 1.4513 | 0.0052704 | 0 | 0.53982 | 0 | 0 | 1804.6845 | 0 | 0 | 0 | 11238.3097 | 20 | 9 | Summer
2018-01-20 10:00 | 2887.6964 | 392.1804 | 332.9901 | 1694.9552 | 1308.7302 | 0 | 390.0233 | 506.9199 | 216.2907 | 560.5921 | 1471.5645 | 0 | 1.6342 | 0.0053051 | 0 | 0.60785 | 0 | 0 | 1782.7832 | 0 | 0 | 0 | 11546.9733 | 20 | 10 | Summer
2018-01-20 11:00 | 2697.5884 | 373.6419 | 325.0276 | 1748.1054 | 1316.0519 | 0 | 351.2047 | 547.6536 | 230.3457 | 601.2739 | 1533.5512 | 0 | 2.0188 | 0.0053111 | 0 | 0.7509 | 0 | 0 | 1812.2275 | 0 | 0 | 0 | 11539.4467 | 20 | 11 | Summer
2018-01-20 12:00 | 2513.6531 | 347.0597 | 301.1606 | 1700.8567 | 1316.1176 | 0 | 321.7172 | 580.9665 | 237.352 | 633.4299 | 1574.19 | 0 | 2.2905 | 0.0053149 | 0 | 0.85197 | 0 | 0 | 1812.394 | 0 | 0 | 0 | 11342.0451 | 20 | 12 | Summer
2018-01-20 13:00 | 2392.1599 | 328.9647 | 283.7645 | 1782.1127 | 1323.6737 | 0 | 293.5832 | 599.1011 | 239.1115 | 657.7084 | 1597.9018 | 0 | 2.3446 | 0.0053621 | 0 | 0.87208 | 0 | 0 | 1832.0434 | 0 | 0 | 0 | 11333.3467 | 20 | 13 | Summer
2018-01-20 14:00 | 2185.8502 | 311.3953 | 277.106 | 1665.1572 | 1284.3093 | 0 | 268.246 | 604.919 | 238.5164 | 672.4611 | 1609.9614 | 0 | 2.6417 | 0.0053296 | 0 | 0.98261 | 0 | 0 | 1808.985 | 0 | 0 | 0 | 10930.5364 | 20 | 14 | Summer
2018-01-20 15:00 | 2057.5908 | 305.9425 | 284.8173 | 1546.1915 | 1268.5627 | 0 | 253.9967 | 599.8912 | 234.9383 | 672.726 | 1631.1355 | 0 | 3.6362 | 0.0054275 | 0 | 1.3525 | 0 | 0 | 1794.0965 | 0 | 0 | 0 | 10654.8833 | 20 | 15 | Summer
2018-01-20 16:00 | 2015.2382 | 308.7755 | 316.7504 | 1570.5112 | 1326.3192 | 0 | 251.9821 | 580.0977 | 229.9111 | 660.9637 | 1678.883 | 0 | 4.8379 | 0.0055953 | 0 | 1.7995 | 0 | 0 | 1751.289 | 0 | 0 | 0 | 10697.3641 | 20 | 16 | Summer
2018-01-20 17:00 | 2031.3091 | 312.2648 | 398.8054 | 1724.9954 | 1421.6646 | 0 | 260.6124 | 547.1265 | 225.8078 | 551.1125 | 1741.6208 | 0 | 5.7074 | 0.0056015 | 0 | 2.1229 | 0 | 0 | 1654.1735 | 0 | 0 | 0 | 10877.3285 | 20 | 17 | Summer
2018-01-20 18:00 | 2078.4269 | 309.5777 | 560.561 | 1873.9614 | 1548.9346 | 0 | 273.8514 | 494.8431 | 367.3647 | 533.9557 | 1803.5482 | 0 | 4.3742 | 0.0054859 | 0 | 1.627 | 0 | 0 | 1637.5286 | 0 | 0 | 0 | 11488.5601 | 20 | 18 | Summer
2018-01-20 19:00 | 2111.4417 | 312.9956 | 743.3507 | 1994.0555 | 1582.0254 | 0 | 286.2762 | 459.2254 | 385.2142 | 503.7659 | 1709.4431 | 0 | 2.3651 | 0.0055051 | 0 | 0.87972 | 0 | 0 | 1637.5131 | 0 | 0 | 0 | 11728.5569 | 20 | 19 | Summer
2018-01-20 20:00 | 2161.5755 | 329.1 | 840.2701 | 1937.6332 | 1548.3521 | 0 | 295.9602 | 426.5835 | 385.5904 | 461.6154 | 1699.4077 | 0 | 1.8076 | 0.0054459 | 0 | 0.67235 | 0 | 0 | 1614.1459 | 0 | 0 | 0 | 11702.7194 | 20 | 20 | Summer
2018-01-20 21:00 | 2251.1329 | 343.0803 | 771.6729 | 1859.4971 | 1479.5932 | 0 | 300.1403 | 402.8826 | 382.351 | 403.8762 | 1680.8259 | 0 | 1.4085 | 0.006118 | 0 | 0.52389 | 0 | 0 | 1634.4838 | 0 | 0 | 0 | 11511.4747 | 20 | 21 | Summer
2018-01-20 22:00 | 2366.8293 | 355.0282 | 575.2214 | 1727.9121 | 1383.9442 | 0 | 203.6192 | 358.982 | 359.3392 | 347.626 | 1637.0345 | 0 | 0.92927 | 0.0060085 | 0 | 0.34565 | 0 | 0 | 1597.3331 | 0 | 0 | 0 | 10914.1501 | 20 | 22 | Summer
2018-01-20 23:00 | 2496.7428 | 366.5672 | 391.6032 | 1441.7399 | 1147.6885 | 0 | 208.3288 | 336.8901 | 310.6487 | 280.3035 | 1581.5595 | 0 | 0.65203 | 0.0059388 | 0 | 0.24253 | 0 | 0 | 1538.8567 | 0 | 0 | 0 | 10101.8294 | 20 | 23 | Summer
2018-01-21 | 2605.1563 | 376.6292 | 153.3287 | 1097.8518 | 993.3415 | 0 | 217.2223 | 318.4418 | 276.083 | 219.3987 | 1542.7824 | 0 | 0.83388 | 0.006599 | 0 | 0.31017 | 0 | 0 | 1037.5943 | 0 | 0 | 0 | 8838.9806 | 21 | 0 | Summer
2018-01-21 01:00 | 2708.5673 | 388.611 | 94.8944 | 735.3757 | 921.3733 | 0 | 213.902 | 303.89 | 254.282 | 189.242 | 1415.5104 | 0 | 0.32764 | 0.0065205 | 0 | 0.12187 | 0 | 0 | 1023.7988 | 0 | 0 | 0 | 8249.9029 | 21 | 1 | Summer
2018-01-21 02:00 | 2781.8716 | 396.702 | 85.3122 | 537.0885 | 885.1313 | 0 | 198.6465 | 297.5437 | 246.2238 | 174.5552 | 1436.644 | 0 | 0.27696 | 0.0066274 | 0 | 0.10302 | 0 | 0 | 967.5008 | 0 | 0 | 0 | 8007.6063 | 21 | 2 | Summer
2018-01-21 03:00 | 2909.2092 | 404.9418 | 82.6717 | 435.0093 | 870.0841 | 0 | 214.2936 | 297.5275 | 241.1178 | 180.7495 | 1430.7921 | 0 | 0.19952 | 0.0066563 | 0 | 0.074212 | 0 | 0 | 932.6601 | 0 | 0 | 0 | 7999.3372 | 21 | 3 | Summer
2018-01-21 04:00 | 3021.4653 | 413.1869 | 82.6717 | 409.974 | 867.4245 | 0 | 229.632 | 300.1472 | 237.6324 | 196.8749 | 1387.7021 | 0 | 0.038456 | 0.0067217 | 0 | 0.014304 | 0 | 0 | 932.2863 | 0 | 0 | 0 | 8079.0568 | 21 | 4 | Summer
2018-01-21 05:00 | 3177.7776 | 427.9496 | 83.416 | 419.0997 | 886.1165 | 0 | 247.9615 | 307.2959 | 242.2733 | 217.0344 | 1354.8697 | 0 | 0.11786 | 0.0067207 | 0 | 0.043839 | 0 | 0 | 937.5539 | 0 | 0 | 0 | 8301.5163 | 21 | 5 | Summer
2018-01-21 06:00 | 3291.8072 | 439.1077 | 90.4038 | 523.5549 | 913.2378 | 0 | 320.3313 | 344.3395 | 251.3872 | 251.8836 | 1320.1457 | 0 | 0.24421 | 0.0059499 | 0 | 0.090834 | 0 | 0 | 918.9497 | 0 | 0 | 0 | 8665.4894 | 21 | 6 | Summer
2018-01-21 07:00 | 3367.3422 | 445.4988 | 132.3094 | 758.0825 | 968.5794 | 0 | 510.5554 | 382.502 | 264.4863 | 303.0304 | 1265.2003 | 0 | 0.43997 | 0.0059553 | 0 | 0.16365 | 0 | 0 | 940.2209 | 0 | 0 | 0 | 9338.4171 | 21 | 7 | Summer
2018-01-21 08:00 | 3377.8552 | 446.6533 | 208.3077 | 1137.04 | 1082.7206 | 0 | 478.1795 | 394.3072 | 174.5128 | 340.6667 | 1235.8067 | 0 | 0.83298 | 0.0061522 | 0 | 0.30984 | 0 | 0 | 939.955 | 0 | 0 | 0 | 9817.1535 | 21 | 8 | Summer
2018-01-21 09:00 | 3250.7069 | 437.473 | 282.207 | 1514.6301 | 1220.1966 | 0 | 454.2734 | 403.7536 | 137.9289 | 486.6906 | 1275.7444 | 0 | 1.4994 | 0.0061036 | 0 | 0.5577 | 0 | 0 | 954.9182 | 0 | 0 | 0 | 10420.586 | 21 | 9 | Summer
2018-01-21 10:00 | 3075.923 | 427.5653 | 326.4906 | 1660.5876 | 1303.88 | 0 | 424.2252 | 428.581 | 158.1587 | 533.0438 | 1293.7131 | 0 | 2.0227 | 0.006128 | 0 | 0.75236 | 0 | 0 | 943.101 | 0 | 0 | 0 | 10578.0507 | 21 | 10 | Summer
2018-01-21 11:00 | 2930.7449 | 415.9242 | 324.3031 | 1720.6153 | 1316.2853 | 0 | 396.5098 | 443.2086 | 177.2739 | 559.8638 | 1309.5744 | 0 | 2.6526 | 0.0061108 | 0 | 0.98666 | 0 | 0 | 977.6228 | 0 | 0 | 0 | 10575.5717 | 21 | 11 | Summer
2018-01-21 12:00 | 2755.0592 | 400.336 | 300.7293 | 1694.2107 | 1315.9824 | 0 | 364.1299 | 452.1483 | 191.8208 | 586.6923 | 1337.8689 | 0 | 3.3177 | 0.006135 | 0 | 1.2341 | 0 | 0 | 971.0553 | 0 | 0 | 0 | 10374.5909 | 21 | 12 | Summer
2018-01-21 13:00 | 2618.1908 | 388.8511 | 284.3885 | 1758.9142 | 1324.1473 | 0 | 345.0048 | 460.5191 | 200.512 | 611.0531 | 1390.8021 | 0 | 3.4018 | 0.0061014 | 0 | 1.2653 | 0 | 0 | 969.3026 | 0 | 0 | 0 | 10356.3588 | 21 | 13 | Summer
2018-01-21 14:00 | 2440.256 | 374.3405 | 277.1093 | 1665.0716 | 1285.2174 | 0 | 322.7444 | 462.7175 | 204.1428 | 620.6268 | 1432.3599 | 0 | 3.6346 | 0.0070096 | 0 | 1.3519 | 0 | 0 | 1001.2715 | 0 | 0 | 0 | 10090.8513 | 21 | 14 | Summer
2018-01-21 15:00 | 2303.7937 | 361.8972 | 284.5204 | 1580.6541 | 1268.3847 | 0 | 300.7114 | 458.4859 | 202.0859 | 631.0112 | 1477.5118 | 0 | 3.8557 | 0.0071162 | 0 | 1.4342 | 0 | 0 | 990.8453 | 0 | 0 | 0 | 9865.1986 | 21 | 15 | Summer
2018-01-21 16:00 | 2229.1296 | 353.8574 | 313.4691 | 1581.4464 | 1324.1881 | 0 | 291.1729 | 450.055 | 194.6806 | 626.0265 | 1516.5853 | 0 | 4.3128 | 0.006433 | 0 | 1.6042 | 0 | 0 | 978.6657 | 0 | 0 | 0 | 9865.1999 | 21 | 16 | Summer
2018-01-21 17:00 | 2238.4639 | 355.987 | 399.5058 | 1700.8619 | 1424.6571 | 0 | 292.6166 | 440.083 | 185.3981 | 525.6641 | 1545.832 | 0 | 3.8445 | 0.0064207 | 0 | 1.43 | 0 | 0 | 934.5263 | 0 | 0 | 0 | 10048.8767 | 21 | 17 | Summer
2018-01-21 18:00 | 2293.084 | 358.7839 | 557.9577 | 1909.3724 | 1549.4237 | 0 | 312.6079 | 419.9223 | 318.9996 | 511.8026 | 1571.18 | 0 | 4.8463 | 0.0071878 | 0 | 1.8026 | 0 | 0 | 997.6547 | 0 | 0 | 0 | 10807.4449 | 21 | 18 | Summer
2018-01-21 19:00 | 2364.4299 | 365.2468 | 740.2278 | 1919.6077 | 1583.3687 | 0 | 326.6828 | 409.0041 | 327.082 | 488.9653 | 1583.9365 | 0 | 4.6841 | 0.0072523 | 0 | 1.7423 | 0 | 0 | 981.8212 | 0 | 0 | 0 | 11096.8064 | 21 | 19 | Summer
2018-01-21 20:00 | 2416.9328 | 369.1531 | 836.4203 | 1904.9081 | 1546.3676 | 0 | 334.0176 | 396.4352 | 315.4817 | 447.8656 | 1561.8899 | 0 | 3.9728 | 0.0071975 | 0 | 1.4777 | 0 | 0 | 999.5846 | 0 | 0 | 0 | 11134.5142 | 21 | 20 | Summer
2018-01-21 21:00 | 2463.8048 | 372.1516 | 765.8974 | 1781.0207 | 1478.6015 | 0 | 329.3199 | 382.7256 | 303.6159 | 397.8097 | 1527.7768 | 0 | 3.3043 | 0.0071137 | 0 | 1.2291 | 0 | 0 | 1000.1175 | 0 | 0 | 0 | 10807.3817 | 21 | 21 | Summer
2018-01-21 22:00 | 2521.8322 | 377.0227 | 569.4196 | 1686.374 | 1381.5601 | 0 | 217.3355 | 356.35 | 292.2346 | 345.4424 | 1478.6656 | 0 | 2.5738 | 0.00696 | 0 | 0.95736 | 0 | 0 | 1035.6483 | 0 | 0 | 0 | 10265.4231 | 21 | 22 | Summer
2018-01-21 23:00 | 2591.0275 | 382.0429 | 394.3096 | 1456.8546 | 1151.4121 | 0 | 225.689 | 349.6558 | 280.3088 | 281.9729 | 1425.497 | 0 | 1.7276 | 0.006889 | 0 | 0.64261 | 0 | 0 | 1094.6548 | 0 | 0 | 0 | 9635.8021 | 21 | 23 | Summer
2018-01-22 | 2651.1288 | 386.72 | 155.2561 | 1113.1897 | 995.0985 | 0 | 225.2475 | 340.2895 | 267.4478 | 225.3237 | 1387.8625 | 0 | 0.88913 | 0.006841 | 0 | 0.33072 | 0 | 0 | 1105.4238 | 0 | 0 | 0 | 8854.2147 | 22 | 0 | Spring
2018-01-22 01:00 | 2688.467 | 387.675 | 94.9297 | 710.6141 | 921.7853 | 0 | 224.9112 | 307.7822 | 279.5264 | 211.0139 | 1505.9626 | 0 | 0.35123 | 0.006676 | 0 | 0.13064 | 0 | 0 | 1095.9865 | 0 | 0 | 0 | 8429.1425 | 22 | 1 | Spring
2018-01-22 02:00 | 2756.6168 | 395.903 | 85.2569 | 529.5 | 884.6979 | 0 | 212.403 | 294.221 | 269.2645 | 181.6383 | 1478.6466 | 0 | 0.29456 | 0.006786 | 0 | 0.10956 | 0 | 0 | 1027.1301 | 0 | 0 | 0 | 8115.6889 | 22 | 2 | Spring
2018-01-22 03:00 | 2892.5035 | 410.761 | 83.153 | 430.7545 | 869.9324 | 0 | 232.9573 | 300.4675 | 266.4335 | 172.905 | 1445.5446 | 0 | 0.20983 | 0.0067574 | 0 | 0.078049 | 0 | 0 | 983.8741 | 0 | 0 | 0 | 8089.5811 | 22 | 3 | Spring
2018-01-22 04:00 | 3003.1822 | 425.4483 | 83.153 | 432.0481 | 868.0636 | 0 | 269.9662 | 317.7938 | 267.755 | 175.6282 | 1409.419 | 0 | 0.039841 | 0.0066735 | 0 | 0.014819 | 0 | 0 | 968.5764 | 0 | 0 | 0 | 8221.0952 | 22 | 4 | Spring
2018-01-22 05:00 | 3202.6705 | 448.3422 | 83.5945 | 540.3798 | 892.6429 | 0 | 316.5748 | 342.8092 | 278.5289 | 207.4475 | 1411.5797 | 0 | 0.12335 | 0.0067622 | 0 | 0.045882 | 0 | 0 | 979.6641 | 0 | 0 | 0 | 8704.41 | 22 | 5 | Spring
2018-01-22 06:00 | 3387.4796 | 467.5775 | 95.8014 | 851.4267 | 938.721 | 0 | 421.2088 | 405.1416 | 308.6883 | 267.1746 | 1471.0486 | 0 | 0.25644 | 0.0067601 | 0 | 0.095385 | 0 | 0 | 957.4621 | 0 | 0 | 0 | 9572.0889 | 22 | 6 | Spring
2018-01-22 07:00 | 3522.3633 | 483.7531 | 193.2381 | 1277.1642 | 1047.9512 | 0 | 653.8703 | 492.0102 | 362.4822 | 352.0987 | 1780.761 | 0 | 0.461 | 0.0069282 | 0 | 0.17147 | 0 | 0 | 979.6622 | 0 | 0 | 0 | 11145.994 | 22 | 7 | Spring
2018-01-22 08:00 | 3617.2341 | 496.3491 | 263.2859 | 1436.7559 | 1160.7426 | 0 | 665.8873 | 556.8782 | 336.4431 | 482.8606 | 2019.6483 | 0 | 0.8522 | 0.0062297 | 0 | 0.31698 | 0 | 0 | 955.693 | 0 | 0 | 0 | 11992.9535 | 22 | 8 | Spring
2018-01-22 09:00 | 3532.3099 | 494.5878 | 272.3333 | 1469.0038 | 1210.2201 | 0 | 638.9361 | 593.5178 | 373.1925 | 736.8092 | 2262.3134 | 0 | 1.4995 | 0.0061637 | 0 | 0.55775 | 0 | 0 | 950.3781 | 0 | 0 | 0 | 12535.6654 | 22 | 9 | Spring
2018-01-22 10:00 | 3379.6267 | 483.7667 | 266.4145 | 1536.5039 | 1239.329 | 0 | 595.7195 | 627.5038 | 427.9549 | 848.1765 | 2474.8876 | 0 | 2.023 | 0.0061523 | 0 | 0.75247 | 0 | 0 | 939.8626 | 0 | 0 | 0 | 12822.5273 | 22 | 10 | Spring
2018-01-22 11:00 | 3183.7639 | 469.7677 | 249.5628 | 1579.8499 | 1236.7071 | 0 | 548.1248 | 649.3596 | 455.032 | 911.2014 | 2638.8292 | 0 | 2.6424 | 0.0061709 | 0 | 0.98287 | 0 | 0 | 971.8157 | 0 | 0 | 0 | 12897.6456 | 22 | 11 | Spring
2018-01-22 12:00 | 2997.8538 | 454.2187 | 230.3859 | 1589.8102 | 1235.5981 | 0 | 500.7039 | 655.476 | 462.2699 | 928.9606 | 2689.9765 | 0 | 3.3403 | 0.0061117 | 0 | 1.2424 | 0 | 0 | 975.1441 | 0 | 0 | 0 | 12724.9863 | 22 | 12 | Spring
2018-01-22 13:00 | 2809.1786 | 430.3279 | 221.3107 | 1476.7355 | 1244.8418 | 0 | 449.0885 | 652.8195 | 458.6284 | 922.0142 | 2668.6977 | 0 | 3.4431 | 0.0068677 | 0 | 1.2807 | 0 | 0 | 978.7037 | 0 | 0 | 0 | 12317.0774 | 22 | 13 | Spring
2018-01-22 14:00 | 2552.6406 | 402.0586 | 212.7877 | 1313.0204 | 1201.7655 | 0 | 405.8809 | 647.0865 | 444.9337 | 878.9439 | 2591.0355 | 0 | 3.6425 | 0.006813 | 0 | 1.3549 | 0 | 0 | 1000.7328 | 0 | 0 | 0 | 11655.8905 | 22 | 14 | Spring
2018-01-22 15:00 | 2412.7441 | 388.5849 | 218.6347 | 1232.5026 | 1187.4743 | 0 | 379.9355 | 627.9256 | 418.6017 | 833.3631 | 2458.7766 | 0 | 3.8685 | 0.0069094 | 0 | 1.4389 | 0 | 0 | 991.3324 | 0 | 0 | 0 | 11155.1898 | 22 | 15 | Spring
2018-01-22 16:00 | 2407.9968 | 390.426 | 251.9025 | 1317.1421 | 1245.6203 | 0 | 389.6665 | 605.7686 | 385.4904 | 795.1234 | 2330.8758 | 0 | 4.3255 | 0.0069643 | 0 | 1.6089 | 0 | 0 | 978.3423 | 0 | 0 | 0 | 11104.2959 | 22 | 16 | Spring
2018-01-22 17:00 | 2468.3857 | 393.8999 | 337.5816 | 1542.2671 | 1348.4462 | 0 | 400.1753 | 573.7794 | 352.9692 | 631.6234 | 2232.0612 | 0 | 3.8514 | 0.0068967 | 0 | 1.4326 | 0 | 0 | 932.384 | 0 | 0 | 0 | 11218.8637 | 22 | 17 | Spring
2018-01-22 18:00 | 2578.6292 | 406.4864 | 505.2473 | 1760.9909 | 1489.727 | 0 | 412.2513 | 527.8027 | 463.3619 | 604.5751 | 2151.2535 | 0 | 4.6847 | 0.0067402 | 0 | 1.7425 | 0 | 0 | 962.8036 | 0 | 0 | 0 | 11869.563 | 22 | 18 | Spring
2018-01-22 19:00 | 2614.4935 | 409.0321 | 702.9002 | 1873.3982 | 1544.6524 | 0 | 412.1038 | 492.9806 | 456.6614 | 584.0743 | 1943.2761 | 0 | 4.5243 | 0.0066758 | 0 | 1.6829 | 0 | 0 | 945.5378 | 0 | 0 | 0 | 11985.3241 | 22 | 19 | Spring
2018-01-22 20:00 | 2654.2011 | 410.8513 | 797.8382 | 1882.1662 | 1510.5785 | 0 | 402.7668 | 449.1357 | 434.0916 | 544.4605 | 1848.5402 | 0 | 3.7856 | 0.0080678 | 0 | 1.4081 | 0 | 0 | 949.6899 | 0 | 0 | 0 | 11889.5217 | 22 | 20 | Spring
2018-01-22 21:00 | 2726.5502 | 417.4996 | 734.8847 | 1772.7792 | 1449.7943 | 0 | 380.5172 | 406.45 | 416.442 | 445.0111 | 1750.6478 | 0 | 3.1328 | 0.0078494 | 0 | 1.1653 | 0 | 0 | 944.7775 | 0 | 0 | 0 | 11449.6593 | 22 | 21 | Spring
2018-01-22 22:00 | 2839.2636 | 425.4755 | 547.1363 | 1700.7875 | 1354.9732 | 0 | 266.9024 | 366.7049 | 384.8451 | 354.7883 | 1662.745 | 0 | 2.4181 | 0.007736 | 0 | 0.89942 | 0 | 0 | 971.3617 | 0 | 0 | 0 | 10878.3087 | 22 | 22 | Spring
2018-01-22 23:00 | 2963.1644 | 436.3954 | 363.2488 | 1501.5696 | 1120.3608 | 0 | 277.2989 | 351.5691 | 331.3103 | 293.1267 | 1607.0386 | 0 | 1.6149 | 0.0076015 | 0 | 0.60067 | 0 | 0 | 1021.1577 | 0 | 0 | 0 | 10268.4635 | 22 | 23 | Spring
2018-01-23 | 3041.7791 | 441.0593 | 144.4814 | 1092.5863 | 971.5187 | 0 | 287.4917 | 342.0246 | 297.0712 | 251.8329 | 1570.8671 | 0 | 0.33008 | 0.0053696 | 0 | 0.12278 | 0 | 0 | 1386.8224 | 0 | 0 | 0 | 9827.9928 | 23 | 0 | Spring
2018-01-23 01:00 | 3101.3199 | 444.3244 | 92.4901 | 707.2463 | 909.7849 | 0 | 295.1628 | 312.1913 | 279.5264 | 208.4698 | 1505.9626 | 0 | 0.2095 | 0.0054054 | 0 | 0.077927 | 0 | 0 | 1381.5451 | 0 | 0 | 0 | 9238.3164 | 23 | 1 | Spring
2018-01-23 02:00 | 3155.6373 | 451.3702 | 84.8176 | 500.9487 | 879.8166 | 0 | 278.6322 | 301.683 | 269.2645 | 182.095 | 1478.6466 | 0 | 0.098805 | 0.0053496 | 0 | 0.036751 | 0 | 0 | 1413.1288 | 0 | 0 | 0 | 8996.1814 | 23 | 2 | Spring
2018-01-23 03:00 | 3289.0589 | 461.1285 | 83.153 | 428.4319 | 867.2233 | 0 | 294.0594 | 307.6996 | 266.4335 | 172.5995 | 1445.5446 | 0 | 0.12974 | 0.0054544 | 0 | 0.048258 | 0 | 0 | 1421.7502 | 0 | 0 | 0 | 9037.2657 | 23 | 3 | Spring
2018-01-23 04:00 | 3347.2212 | 462.9867 | 83.153 | 426.8314 | 866.058 | 0 | 308.2713 | 318.9364 | 267.755 | 175.2569 | 1409.419 | 0 | 0.07089 | 0.0056086 | 0 | 0.026368 | 0 | 0 | 1459.6536 | 0 | 0 | 0 | 9125.6454 | 23 | 4 | Spring
2018-01-23 05:00 | 3503.7978 | 479.4657 | 83.5647 | 517.4111 | 892.1071 | 0 | 343.9753 | 342.3649 | 278.5289 | 208.8509 | 1411.5797 | 0 | 0.30028 | 0.0058475 | 0 | 0.11169 | 0 | 0 | 1586.2619 | 0 | 0 | 0 | 9648.3256 | 23 | 5 | Spring
2018-01-23 06:00 | 3619.7778 | 490.5815 | 96.042 | 845.9717 | 939.861 | 0 | 432.2323 | 402.9823 | 308.6883 | 265.4844 | 1471.0486 | 0 | 0.77407 | 0.0056896 | 0 | 0.28792 | 0 | 0 | 1581.044 | 0 | 0 | 0 | 10454.7818 | 23 | 6 | Spring
2018-01-23 07:00 | 3662.9538 | 491.7317 | 195.4479 | 1283.8584 | 1051.4705 | 0 | 645.4129 | 485.2895 | 362.4822 | 352.1507 | 1780.761 | 0 | 1.4647 | 0.005519 | 0 | 0.54479 | 0 | 0 | 1685.5215 | 0 | 0 | 0 | 11999.0951 | 23 | 7 | Spring
2018-01-23 08:00 | 3651.7654 | 491.491 | 266.0171 | 1488.5067 | 1165.2498 | 0 | 624.6054 | 549.6817 | 336.4168 | 483.0141 | 2019.6483 | 0 | 1.6028 | 0.0056264 | 0 | 0.59619 | 0 | 0 | 1771.8409 | 0 | 0 | 0 | 12850.4419 | 23 | 8 | Spring
2018-01-23 09:00 | 3470.9445 | 479.4029 | 271.0374 | 1451.3209 | 1209.9553 | 0 | 568.7833 | 588.338 | 373.1925 | 736.5555 | 2262.3134 | 0 | 1.5114 | 0.0056583 | 0 | 0.56217 | 0 | 0 | 1869.7457 | 0 | 0 | 0 | 13283.6687 | 23 | 9 | Spring
2018-01-23 10:00 | 3215.5689 | 458.1812 | 269.9438 | 1563.5387 | 1240.6014 | 0 | 498.6035 | 621.6184 | 427.9549 | 848.9423 | 2474.8876 | 0 | 1.6819 | 0.0057247 | 0 | 0.62558 | 0 | 0 | 1828.655 | 0 | 0 | 0 | 13450.809 | 23 | 10 | Spring
2018-01-23 11:00 | 2955.6914 | 435.935 | 255.1379 | 1612.4951 | 1238.3148 | 0 | 444.4206 | 647.6699 | 455.032 | 911.5944 | 2638.8292 | 0 | 2.0489 | 0.0050684 | 0 | 0.76212 | 0 | 0 | 1834.7197 | 0 | 0 | 0 | 13432.6561 | 23 | 11 | Spring
2018-01-23 12:00 | 2745.3535 | 420.0686 | 235.7659 | 1597.5561 | 1238.8907 | 0 | 399.4403 | 658.5784 | 462.2699 | 930.5453 | 2689.9765 | 0 | 2.3378 | 0.005098 | 0 | 0.86957 | 0 | 0 | 1845.0839 | 0 | 0 | 0 | 13226.7414 | 23 | 12 | Spring
2018-01-23 13:00 | 2527.8401 | 394.5451 | 224.8108 | 1517.0947 | 1248.3929 | 0 | 351.1802 | 656.7408 | 458.6284 | 920.6987 | 2668.6977 | 0 | 2.3716 | 0.0050697 | 0 | 0.88212 | 0 | 0 | 1848.5205 | 0 | 0 | 0 | 12820.4087 | 23 | 13 | Spring
2018-01-23 14:00 | 2282.4687 | 368.1731 | 215.5048 | 1309.0314 | 1205.4394 | 0 | 319.2334 | 651.2142 | 444.9337 | 880.3023 | 2591.0355 | 0 | 2.67 | 0.0051014 | 0 | 0.99312 | 0 | 0 | 1824.2683 | 0 | 0 | 0 | 12095.273 | 23 | 14 | Spring
2018-01-23 15:00 | 2130.5276 | 351.1126 | 219.2352 | 1245.0229 | 1187.5507 | 0 | 293.2508 | 632.2965 | 418.6017 | 834.0127 | 2458.7766 | 0 | 3.6332 | 0.0058302 | 0 | 1.3514 | 0 | 0 | 1788.2456 | 0 | 0 | 0 | 11563.6233 | 23 | 15 | Spring
2018-01-23 16:00 | 1986.2772 | 333.2334 | 251.2023 | 1298.4013 | 1241.2893 | 0 | 273.305 | 608.6005 | 385.4904 | 794.3884 | 2330.8758 | 0 | 4.8843 | 0.0059851 | 0 | 1.8167 | 0 | 0 | 1762.9812 | 0 | 0 | 0 | 11272.7518 | 23 | 16 | Spring
2018-01-23 17:00 | 2006.1799 | 330.2875 | 335.7319 | 1537.827 | 1344.3897 | 0 | 277.7732 | 572.4165 | 352.9692 | 631.5136 | 2232.0612 | 0 | 5.9988 | 0.0061431 | 0 | 2.2313 | 0 | 0 | 1732.3 | 0 | 0 | 0 | 11361.686 | 23 | 17 | Spring
2018-01-23 18:00 | 2083.9892 | 333.1455 | 500.9506 | 1835.7603 | 1484.9671 | 0 | 292.0197 | 521.7238 | 463.3157 | 605.0662 | 2151.2535 | 0 | 4.6808 | 0.0060567 | 0 | 1.7411 | 0 | 0 | 1744.336 | 0 | 0 | 0 | 12022.9553 | 23 | 18 | Spring
2018-01-23 19:00 | 2158.953 | 341.9589 | 698.7709 | 1910.3781 | 1542.4207 | 0 | 305.7081 | 485.426 | 456.6614 | 583.3724 | 1943.2761 | 0 | 2.5458 | 0.0061131 | 0 | 0.94694 | 0 | 0 | 1755.2855 | 0 | 0 | 0 | 12185.71 | 23 | 19 | Spring
2018-01-23 20:00 | 2259.5489 | 352.2029 | 797.5698 | 1845.2367 | 1510.7855 | 0 | 311.4878 | 440.1492 | 434.0916 | 546.6022 | 1848.5402 | 0 | 1.9627 | 0.0060707 | 0 | 0.73005 | 0 | 0 | 1744.3954 | 0 | 0 | 0 | 12093.3091 | 23 | 20 | Spring
2018-01-23 21:00 | 2364.5818 | 360.4421 | 739.5809 | 1780.7414 | 1452.9303 | 0 | 299.2475 | 396.2383 | 416.442 | 443.9347 | 1750.6478 | 0 | 1.5031 | 0.0059792 | 0 | 0.5591 | 0 | 0 | 1739.0522 | 0 | 0 | 0 | 11745.9071 | 23 | 21 | Spring
2018-01-23 22:00 | 2479.4551 | 369.9908 | 543.2088 | 1683.8104 | 1353.3375 | 0 | 203.1402 | 357.956 | 384.8451 | 355.1899 | 1662.745 | 0 | 0.97376 | 0.0058778 | 0 | 0.3622 | 0 | 0 | 1671.0135 | 0 | 0 | 0 | 11066.0341 | 23 | 22 | Spring
2018-01-23 23:00 | 2610.8565 | 381.6012 | 356.5273 | 1481.7047 | 1117.2725 | 0 | 218.9551 | 342.441 | 331.3103 | 293.8546 | 1607.0386 | 0 | 0.68416 | 0.0058256 | 0 | 0.25448 | 0 | 0 | 1612.2014 | 0 | 0 | 0 | 10354.7076 | 23 | 23 | Spring
2018-01-24 | 2728.6742 | 393.6846 | 142.6796 | 1088.3953 | 969.5487 | 0 | 236.0974 | 334.9224 | 297.0712 | 251.0668 | 1570.8671 | 0 | 0.36244 | 0.0058035 | 0 | 0.13481 | 0 | 0 | 1523.2202 | 0 | 0 | 0 | 9536.7305 | 24 | 0 | Spring
2018-01-24 01:00 | 2833.7278 | 401.7013 | 91.7913 | 693.854 | 908.2829 | 0 | 246.7131 | 305.3795 | 280.3765 | 208.9886 | 1505.1196 | 0 | 0.22879 | 0.0057983 | 0 | 0.0851 | 0 | 0 | 1512.5508 | 0 | 0 | 0 | 8988.8053 | 24 | 1 | Spring
2018-01-24 02:00 | 2934.5051 | 417.7826 | 84.7391 | 516.9207 | 879.7405 | 0 | 237.1973 | 293.0319 | 269.5294 | 182.4682 | 1478.1875 | 0 | 0.10741 | 0.0057865 | 0 | 0.039954 | 0 | 0 | 1540.4972 | 0 | 0 | 0 | 8834.7527 | 24 | 2 | Spring
2018-01-24 03:00 | 3132.8968 | 439.3434 | 83.153 | 433.0178 | 867.2275 | 0 | 257.0101 | 299.3096 | 266.5707 | 172.6627 | 1447.029 | 0 | 0.14064 | 0.0058897 | 0 | 0.052314 | 0 | 0 | 1543.6325 | 0 | 0 | 0 | 8942.0518 | 24 | 3 | Spring
2018-01-24 04:00 | 3220.8646 | 446.6198 | 83.153 | 430.1775 | 866.6281 | 0 | 281.7303 | 314.7806 | 267.699 | 176.1083 | 1412.9785 | 0 | 0.076578 | 0.0060811 | 0 | 0.028484 | 0 | 0 | 1576.3013 | 0 | 0 | 0 | 9077.1521 | 24 | 4 | Spring
2018-01-24 05:00 | 3424.3336 | 474.1934 | 83.5665 | 531.9544 | 891.5619 | 0 | 323.0829 | 340.0895 | 278.346 | 208.6834 | 1415.3208 | 0 | 0.31773 | 0.0061153 | 0 | 0.11818 | 0 | 0 | 1676.804 | 0 | 0 | 0 | 9648.3785 | 24 | 5 | Spring
2018-01-24 06:00 | 3536.9147 | 484.1582 | 95.3608 | 836.0311 | 937.9405 | 0 | 414.1723 | 401.6514 | 308.3191 | 265.4933 | 1476.3328 | 0 | 0.81807 | 0.0060296 | 0 | 0.30429 | 0 | 0 | 1670.5349 | 0 | 0 | 0 | 10428.0375 | 24 | 6 | Spring
2018-01-24 07:00 | 3572.083 | 483.5746 | 192.7367 | 1294.8887 | 1049.1185 | 0 | 641.9629 | 485.8487 | 361.4325 | 352.6097 | 1786.7213 | 0 | 1.5243 | 0.005831 | 0 | 0.56699 | 0 | 0 | 1756.1476 | 0 | 0 | 0 | 11979.2214 | 24 | 7 | Spring
2018-01-24 08:00 | 3555.4426 | 484.8511 | 265.7441 | 1488.0134 | 1165.3742 | 0 | 620.3085 | 548.9509 | 333.335 | 484.2925 | 2024.559 | 0 | 1.634 | 0.0057554 | 0 | 0.60777 | 0 | 0 | 1807.4523 | 0 | 0 | 0 | 12780.5711 | 24 | 8 | Spring
2018-01-24 09:00 | 3305.1481 | 464.921 | 270.8879 | 1489.7685 | 1211.592 | 0 | 550.5773 | 587.676 | 369.9993 | 736.2153 | 2265.9667 | 0 | 1.4965 | 0.0057142 | 0 | 0.55663 | 0 | 0 | 1852.3791 | 0 | 0 | 0 | 13107.1901 | 24 | 9 | Spring
2018-01-24 10:00 | 2968.8773 | 434.6522 | 267.4333 | 1512.889 | 1239.9104 | 0 | 470.9602 | 623.7653 | 426.9046 | 850.1776 | 2476.1416 | 0 | 1.6243 | 0.0049629 | 0 | 0.60416 | 0 | 0 | 1766.9762 | 0 | 0 | 0 | 13040.9212 | 24 | 10 | Spring
2018-01-24 11:00 | 2625.9748 | 400.5999 | 251.7411 | 1615.2527 | 1238.1561 | 0 | 399.0659 | 653.3152 | 454.7857 | 911.8181 | 2638.4569 | 0 | 1.9752 | 0.0050534 | 0 | 0.7347 | 0 | 0 | 1769.5541 | 0 | 0 | 0 | 12961.4356 | 24 | 11 | Spring
2018-01-24 12:00 | 2375.4701 | 372.338 | 233.6054 | 1608.5792 | 1238.2463 | 0 | 336.5618 | 666.6035 | 462.2038 | 931.4183 | 2687.2316 | 0 | 2.2261 | 0.0050799 | 0 | 0.828 | 0 | 0 | 1757.5751 | 0 | 0 | 0 | 12672.8923 | 24 | 12 | Spring
2018-01-24 13:00 | 2135.9747 | 342.0786 | 224.1446 | 1508.6801 | 1246.5968 | 0 | 283.7243 | 669.3708 | 458.607 | 919.8451 | 2665.233 | 0 | 2.2529 | 0.0050466 | 0 | 0.83797 | 0 | 0 | 1756.549 | 0 | 0 | 0 | 12213.9 | 24 | 13 | Spring
2018-01-24 14:00 | 1847.4253 | 304.9315 | 216.3028 | 1368.3533 | 1204.4013 | 0 | 246.0992 | 665.4673 | 444.7941 | 882.7118 | 2587.6906 | 0 | 2.5296 | 0.0050659 | 0 | 0.94092 | 0 | 0 | 1729.1558 | 0 | 0 | 0 | 11500.8087 | 24 | 14 | Spring
2018-01-24 15:00 | 1650.7832 | 270.2061 | 217.2383 | 1297.9903 | 1184.7303 | 0 | 213.4707 | 647.9175 | 418.3252 | 831.8465 | 2454.409 | 0 | 3.4537 | 0.0050548 | 0 | 1.2846 | 0 | 0 | 1700.5931 | 0 | 0 | 0 | 10892.2535 | 24 | 15 | Spring
2018-01-24 16:00 | 1551.4926 | 258.1559 | 252.0056 | 1310.625 | 1244.4491 | 0 | 204.7381 | 623.0875 | 385.0426 | 797.7731 | 2323.7506 | 0 | 4.6711 | 0.0052368 | 0 | 1.7374 | 0 | 0 | 1686.8572 | 0 | 0 | 0 | 10644.3911 | 24 | 16 | Spring
2018-01-24 17:00 | 1603.1598 | 262.2167 | 335.4363 | 1515.0422 | 1346.4644 | 0 | 217.2402 | 578.5676 | 352.7135 | 630.0951 | 2226.2753 | 0 | 5.7295 | 0.0053184 | 0 | 2.1312 | 0 | 0 | 1655.6112 | 0 | 0 | 0 | 10730.6882 | 24 | 17 | Spring
2018-01-24 18:00 | 1731.1088 | 283.2575 | 504.3687 | 1781.3144 | 1490.277 | 0 | 235.4056 | 516.5518 | 461.2439 | 605.3693 | 2145.2711 | 0 | 4.5449 | 0.0061445 | 0 | 1.6905 | 0 | 0 | 1694.7447 | 0 | 0 | 0 | 11455.1543 | 24 | 18 | Spring
2018-01-24 19:00 | 1841.7797 | 303.3276 | 696.911 | 1828.198 | 1543.2403 | 0 | 258.63 | 475.5125 | 456.3981 | 585.5134 | 1939.6489 | 0 | 2.4841 | 0.0062271 | 0 | 0.92398 | 0 | 0 | 1713.9563 | 0 | 0 | 0 | 11646.53 | 24 | 19 | Spring
2018-01-24 20:00 | 1974.4034 | 316.8737 | 796.0551 | 1777.7743 | 1512.368 | 0 | 264.9468 | 428.1157 | 433.8378 | 545.2467 | 1847.6458 | 0 | 1.9041 | 0.0062452 | 0 | 0.70824 | 0 | 0 | 1693.5868 | 0 | 0 | 0 | 11593.4727 | 24 | 20 | Spring
2018-01-24 21:00 | 2139.2568 | 332.6983 | 738.5908 | 1790.5204 | 1454.8474 | 0 | 259.3408 | 383.1915 | 416.9044 | 446.074 | 1751.3338 | 0 | 1.4625 | 0.0061066 | 0 | 0.544 | 0 | 0 | 1692.4202 | 0 | 0 | 0 | 11407.1911 | 24 | 21 | Spring
2018-01-24 22:00 | 2301.2363 | 349.072 | 550.8852 | 1677.451 | 1360.3429 | 0 | 166.155 | 346.701 | 387.4343 | 354.0725 | 1664.7943 | 0 | 0.94854 | 0.0060259 | 0 | 0.35282 | 0 | 0 | 1628.0404 | 0 | 0 | 0 | 10787.4921 | 24 | 22 | Spring
2018-01-24 23:00 | 2449.8581 | 365.1382 | 361.9029 | 1468.4025 | 1120.8323 | 0 | 176.9232 | 330.9815 | 334.9043 | 293.469 | 1608.5029 | 0 | 0.66131 | 0.0059401 | 0 | 0.24598 | 0 | 0 | 1558.818 | 0 | 0 | 0 | 10070.6461 | 24 | 23 | Spring
2018-01-25 | 2587.6635 | 379.5183 | 143.8824 | 1099.3306 | 971.5135 | 0 | 194.0259 | 322.3826 | 299.0758 | 251.7988 | 1571.4723 | 0 | 0.34944 | 0.0058624 | 0 | 0.12998 | 0 | 0 | 1466.7583 | 0 | 0 | 0 | 9287.907 | 25 | 0 | Winter Peak
2018-01-25 01:00 | 2742.3841 | 393.992 | 92.0936 | 729.2008 | 909.3912 | 0 | 208.8893 | 294.6774 | 279.9786 | 208.1143 | 1499.6921 | 0 | 0.21864 | 0.0058523 | 0 | 0.081324 | 0 | 0 | 1445.3201 | 0 | 0 | 0 | 8804.0394 | 25 | 1 | Winter Peak
2018-01-25 02:00 | 2857.7554 | 405.3734 | 84.7799 | 517.5153 | 879.9148 | 0 | 198.6052 | 282.4984 | 269.4236 | 182.6354 | 1473.7262 | 0 | 0.10233 | 0.0058505 | 0 | 0.038061 | 0 | 0 | 1461.9736 | 0 | 0 | 0 | 8614.3472 | 25 | 2 | Winter Peak
2018-01-25 03:00 | 3093.2153 | 432.6452 | 83.153 | 437.7368 | 867.1708 | 0 | 219.8906 | 290.2521 | 266.5045 | 172.8787 | 1441.5905 | 0 | 0.13215 | 0.0058663 | 0 | 0.049155 | 0 | 0 | 1447.2963 | 0 | 0 | 0 | 8752.5209 | 25 | 3 | Winter Peak
2018-01-25 04:00 | 3259.37 | 449.1114 | 83.153 | 418.1044 | 866.4251 | 0 | 251.7663 | 308.1535 | 267.7548 | 176.8612 | 1406.1367 | 0 | 0.071573 | 0.0060179 | 0 | 0.026622 | 0 | 0 | 1474.2424 | 0 | 0 | 0 | 8961.1832 | 25 | 4 | Winter Peak
2018-01-25 05:00 | 3492.9181 | 473.0514 | 83.5563 | 536.3604 | 892.3155 | 0 | 297.4554 | 333.4603 | 278.5034 | 209.8363 | 1407.606 | 0 | 0.29849 | 0.0061183 | 0 | 0.11102 | 0 | 0 | 1573.7753 | 0 | 0 | 0 | 9579.254 | 25 | 5 | Winter Peak
2018-01-25 06:00 | 3698.0029 | 496.5419 | 95.5528 | 833.4485 | 939.2084 | 0 | 397.2723 | 397.0211 | 308.7658 | 265.4105 | 1468.3202 | 0 | 0.76928 | 0.0052234 | 0 | 0.28614 | 0 | 0 | 1570.8818 | 0 | 0 | 0 | 10471.4868 | 25 | 6 | Winter Peak
2018-01-25 07:00 | 3815.0439 | 509.8132 | 193.4593 | 1300.7112 | 1049.0681 | 0 | 636.6143 | 484.4405 | 362.8946 | 352.452 | 1779.6201 | 0 | 1.4608 | 0.0050377 | 0 | 0.54335 | 0 | 0 | 1681.8169 | 0 | 0 | 0 | 12167.9432 | 25 | 7 | Winter Peak
2018-01-25 08:00 | 3807.421 | 512.5972 | 265.5504 | 1475.4504 | 1162.1916 | 0 | 616.519 | 546.9499 | 336.4013 | 483.5787 | 2017.8965 | 0 | 1.607 | 0.0051082 | 0 | 0.59774 | 0 | 0 | 1777.3443 | 0 | 0 | 0 | 13004.1103 | 25 | 8 | Winter Peak
2018-01-25 09:00 | 3596.3252 | 497.105 | 271.8006 | 1490.9602 | 1210.3569 | 0 | 561.4668 | 588.2362 | 373.2298 | 737.6442 | 2257.9883 | 0 | 1.511 | 0.0058162 | 0 | 0.56202 | 0 | 0 | 1869.8459 | 0 | 0 | 0 | 13457.0379 | 25 | 9 | Winter Peak
2018-01-25 10:00 | 3291.9486 | 471.3742 | 268.1311 | 1537.2228 | 1239.7711 | 0 | 495.2214 | 632.7768 | 427.9351 | 849.1102 | 2464.3516 | 0 | 1.6955 | 0.0051737 | 0 | 0.63064 | 0 | 0 | 1843.9383 | 0 | 0 | 0 | 13524.1125 | 25 | 10 | Winter Peak
2018-01-25 11:00 | 2961.8487 | 436.3388 | 249.9282 | 1602.3223 | 1235.8996 | 0 | 437.7596 | 667.215 | 454.9391 | 912.8617 | 2619.0307 | 0 | 2.0954 | 0.0052177 | 0 | 0.77939 | 0 | 0 | 1876.5766 | 0 | 0 | 0 | 13457.6001 | 25 | 11 | Winter Peak
2018-01-25 12:00 | 2731.1531 | 395.6883 | 232.9294 | 1594.4886 | 1236.0562 | 0 | 388.6445 | 683.7195 | 462.2158 | 931.5501 | 2659.1363 | 0 | 2.412 | 0.0053056 | 0 | 0.89718 | 0 | 0 | 1903.7233 | 0 | 0 | 0 | 13222.6196 | 25 | 12 | Winter Peak
2018-01-25 13:00 | 2558.4643 | 378.5023 | 224.4293 | 1529.8658 | 1246.6414 | 0 | 350.6041 | 692.5062 | 458.611 | 921.2082 | 2631.5079 | 0 | 2.4606 | 0.0052988 | 0 | 0.91525 | 0 | 0 | 1917.8296 | 0 | 0 | 0 | 12913.5513 | 25 | 13 | Winter Peak
2018-01-25 14:00 | 2334.299 | 361.4452 | 214.8914 | 1371.149 | 1203.1793 | 0 | 320.7091 | 684.9117 | 444.7978 | 881.9588 | 2553.0501 | 0 | 2.7933 | 0.0053266 | 0 | 1.039 | 0 | 0 | 1908.1269 | 0 | 0 | 0 | 12282.3558 | 25 | 14 | Winter Peak
2018-01-25 15:00 | 2178.9103 | 349.2709 | 219.2024 | 1256.9915 | 1185.4265 | 0 | 297.6058 | 665.6252 | 418.3259 | 835.1055 | 2424.9496 | 0 | 3.8633 | 0.0061787 | 0 | 1.437 | 0 | 0 | 1901.5895 | 0 | 0 | 0 | 11738.3096 | 25 | 15 | Winter Peak
2018-01-25 16:00 | 2088.3836 | 339.1812 | 252.0532 | 1320.1607 | 1242.7778 | 0 | 289.3632 | 640.5518 | 385.0428 | 795.6893 | 2305.3861 | 0 | 5.1854 | 0.0063105 | 0 | 1.9288 | 0 | 0 | 1871.6516 | 0 | 0 | 0 | 11537.3618 | 25 | 16 | Winter Peak
2018-01-25 17:00 | 2132.8967 | 339.8916 | 336.3595 | 1562.6299 | 1344.9002 | 0 | 299.0896 | 593.3271 | 352.7128 | 632.4817 | 2218.8984 | 0 | 6.2527 | 0.0064249 | 0 | 2.3258 | 0 | 0 | 1805.819 | 0 | 0 | 0 | 11627.5914 | 25 | 17 | Winter Peak
2018-01-25 18:00 | 2220.5977 | 346.9088 | 504.1475 | 1823.8196 | 1487.0418 | 0 | 313.2634 | 529.7471 | 460.7718 | 605.2028 | 2147.8031 | 0 | 4.8523 | 0.0063897 | 0 | 1.8049 | 0 | 0 | 1808.5101 | 0 | 0 | 0 | 12254.4772 | 25 | 18 | Winter Peak
2018-01-25 19:00 | 2300.8602 | 365.6647 | 703.4314 | 1929.4756 | 1545.1539 | 0 | 331.2228 | 489.2093 | 456.397 | 583.437 | 1949.5547 | 0 | 2.6307 | 0.0064367 | 0 | 0.97852 | 0 | 0 | 1814.4073 | 0 | 0 | 0 | 12472.4294 | 25 | 19 | Winter Peak
2018-01-25 20:00 | 2359.3637 | 379.1757 | 798.5775 | 1841.7382 | 1511.219 | 0 | 326.4067 | 441.6195 | 433.8179 | 546.7228 | 1862.2369 | 0 | 2.0043 | 0.0063881 | 0 | 0.7455 | 0 | 0 | 1781.9611 | 0 | 0 | 0 | 12285.595 | 25 | 20 | Winter Peak
2018-01-25 21:00 | 2450.5387 | 388.8336 | 739.8297 | 1804.2527 | 1453.2403 | 0 | 314.6773 | 393.9933 | 416.262 | 445.061 | 1767.361 | 0 | 1.5246 | 0.0062623 | 0 | 0.5671 | 0 | 0 | 1764.1248 | 0 | 0 | 0 | 11940.2725 | 25 | 21 | Winter Peak
2018-01-25 22:00 | 2584.1352 | 398.6774 | 547.5489 | 1727.6019 | 1357.5637 | 0 | 212.0746 | 357.6163 | 384.679 | 355.3053 | 1678.2702 | 0 | 0.97787 | 0.0060526 | 0 | 0.36373 | 0 | 0 | 1678.4899 | 0 | 0 | 0 | 11283.3101 | 25 | 22 | Winter Peak
2018-01-25 23:00 | 2706.8815 | 403.8652 | 357.421 | 1513.4018 | 1118.7302 | 0 | 223.829 | 342.6131 | 331.3634 | 293.507 | 1615.7561 | 0 | 0.68293 | 0.0059912 | 0 | 0.25402 | 0 | 0 | 1609.0161 | 0 | 0 | 0 | 10517.3275 | 25 | 23 | Winter Peak
2018-01-26 | 2857.453 | 417.9179 | 141.6963 | 1075.4036 | 968.0114 | 0 | 243.2278 | 334.0393 | 297.3906 | 251.7656 | 1570.2167 | 0 | 0.36287 | 0.005903 | 0 | 0.13497 | 0 | 0 | 1524.18 | 0 | 0 | 0 | 9681.806 | 26 | 0 | Winter Peak
2018-01-26 01:00 | 2932.8119 | 423.8886 | 91.3417 | 731.9565 | 906.7734 | 0 | 243.1798 | 299.8476 | 279.5245 | 210.6112 | 1506.1533 | 0 | 0.22516 | 0.0057608 | 0 | 0.083749 | 0 | 0 | 1485.0507 | 0 | 0 | 0 | 9111.4538 | 26 | 1 | Winter Peak
2018-01-26 02:00 | 2976.6396 | 428.4424 | 84.6782 | 527.4065 | 878.8777 | 0 | 224.0704 | 287.4104 | 269.2631 | 182.9843 | 1478.7407 | 0 | 0.10543 | 0.0057664 | 0 | 0.039214 | 0 | 0 | 1507.4528 | 0 | 0 | 0 | 8846.1166 | 26 | 2 | Winter Peak
2018-01-26 03:00 | 3135.0752 | 439.3356 | 83.153 | 426.6141 | 866.7193 | 0 | 240.2507 | 291.4279 | 266.4351 | 172.5241 | 1445.3137 | 0 | 0.13534 | 0.0057921 | 0 | 0.050342 | 0 | 0 | 1484.873 | 0 | 0 | 0 | 8851.9132 | 26 | 3 | Winter Peak
2018-01-26 04:00 | 3271.224 | 444.5595 | 83.153 | 429.9169 | 866.0079 | 0 | 263.1478 | 304.8263 | 267.7569 | 175.9484 | 1409.2703 | 0 | 0.073518 | 0.0059037 | 0 | 0.027346 | 0 | 0 | 1503.7765 | 0 | 0 | 0 | 9019.6942 | 26 | 4 | Winter Peak
2018-01-26 05:00 | 3477.1371 | 467.6594 | 83.5611 | 530.6798 | 892.3352 | 0 | 305.9049 | 333.5041 | 278.5651 | 208.8341 | 1411.641 | 0 | 0.30594 | 0.0060907 | 0 | 0.1138 | 0 | 0 | 1612.7117 | 0 | 0 | 0 | 9602.9594 | 26 | 5 | Winter Peak
2018-01-26 06:00 | 3639.0777 | 483.9471 | 96.4061 | 862.379 | 940.3357 | 0 | 394.2075 | 397.2322 | 308.9087 | 266.5468 | 1471.3644 | 0 | 0.79689 | 0.0060056 | 0 | 0.29641 | 0 | 0 | 1625.1455 | 0 | 0 | 0 | 10486.6501 | 26 | 6 | Winter Peak
2018-01-26 07:00 | 3772.2609 | 495.5877 | 195.7337 | 1312.9106 | 1051.3333 | 0 | 617.6166 | 486.3564 | 363.0902 | 353.2573 | 1781.3974 | 0 | 1.4916 | 0.0051028 | 0 | 0.55482 | 0 | 0 | 1715.4085 | 0 | 0 | 0 | 12147.0042 | 26 | 7 | Winter Peak
2018-01-26 08:00 | 3833.8248 | 507.4094 | 265.0294 | 1495.913 | 1165.6339 | 0 | 619.0486 | 553.3294 | 336.3488 | 483.2136 | 2020.5106 | 0 | 1.6219 | 0.0051381 | 0 | 0.60328 | 0 | 0 | 1792.0314 | 0 | 0 | 0 | 13074.5231 | 26 | 8 | Winter Peak
2018-01-26 09:00 | 3705.0811 | 497.5806 | 271.1152 | 1507.6435 | 1213.1842 | 0 | 594.2158 | 593.0718 | 373.5291 | 736.2056 | 2263.4399 | 0 | 1.5289 | 0.0052513 | 0 | 0.56868 | 0 | 0 | 1890.6552 | 0 | 0 | 0 | 13647.8248 | 26 | 9 | Winter Peak
2018-01-26 10:00 | 3418.642 | 472.7288 | 270.0079 | 1587.664 | 1243.1401 | 0 | 537.4313 | 626.4577 | 428.1539 | 851.6525 | 2475.5218 | 0 | 1.69 | 0.0053375 | 0 | 0.6286 | 0 | 0 | 1837.4326 | 0 | 0 | 0 | 13751.1563 | 26 | 10 | Winter Peak
2018-01-26 11:00 | 3093.6014 | 443.2158 | 253.1805 | 1640.8801 | 1239.4289 | 0 | 480.2501 | 651.5643 | 455.0525 | 911.4856 | 2639.1871 | 0 | 2.0616 | 0.0053644 | 0 | 0.76684 | 0 | 0 | 1845.6125 | 0 | 0 | 0 | 13656.2925 | 26 | 11 | Winter Peak
2018-01-26 12:00 | 2850.0387 | 423.3989 | 233.1458 | 1605.2144 | 1239.3587 | 0 | 424.6548 | 659.3848 | 462.2472 | 933.6895 | 2690.1353 | 0 | 2.342 | 0.0052589 | 0 | 0.87114 | 0 | 0 | 1847.7633 | 0 | 0 | 0 | 13372.2498 | 26 | 12 | Winter Peak
2018-01-26 13:00 | 2650.5393 | 402.046 | 223.7753 | 1506.8046 | 1246.8146 | 0 | 370.4535 | 654.5655 | 458.6161 | 920.159 | 2668.8029 | 0 | 2.3724 | 0.0052417 | 0 | 0.88244 | 0 | 0 | 1848.9588 | 0 | 0 | 0 | 12954.7958 | 26 | 13 | Winter Peak
2018-01-26 14:00 | 2448.5967 | 380.1952 | 214.6791 | 1356.803 | 1203.0428 | 0 | 340.5154 | 644.9947 | 444.7996 | 886.1124 | 2591.1365 | 0 | 2.6668 | 0.0052982 | 0 | 0.99194 | 0 | 0 | 1821.7536 | 0 | 0 | 0 | 12336.2929 | 26 | 14 | Winter Peak
2018-01-26 15:00 | 2321.3091 | 369.3115 | 218.9993 | 1286.3125 | 1186.8071 | 0 | 321.8204 | 625.5253 | 418.3241 | 835.0383 | 2458.6795 | 0 | 3.6574 | 0.0053067 | 0 | 1.3604 | 0 | 0 | 1799.883 | 0 | 0 | 0 | 11847.0334 | 26 | 15 | Winter Peak
2018-01-26 16:00 | 2301.9764 | 367.6779 | 253.8337 | 1355.7674 | 1247.9933 | 0 | 324.3607 | 601.5642 | 385.0424 | 798.8556 | 2330.3807 | 0 | 4.915 | 0.0054726 | 0 | 1.8282 | 0 | 0 | 1773.9649 | 0 | 0 | 0 | 11748.166 | 26 | 16 | Winter Peak
2018-01-26 17:00 | 2362.388 | 371.5402 | 340.8074 | 1566.8376 | 1352.2883 | 0 | 331.7253 | 567.0702 | 352.7127 | 632.8376 | 2231.4381 | 0 | 5.9839 | 0.0055506 | 0 | 2.2258 | 0 | 0 | 1727.9504 | 0 | 0 | 0 | 11845.8109 | 26 | 17 | Winter Peak
2018-01-26 18:00 | 2465.81 | 383.1748 | 504.5656 | 1821.6185 | 1490.0101 | 0 | 345.7388 | 518.7523 | 458.3272 | 605.358 | 2150.4236 | 0 | 4.6442 | 0.0062673 | 0 | 1.7274 | 0 | 0 | 1730.7962 | 0 | 0 | 0 | 12480.953 | 26 | 18 | Winter Peak
2018-01-26 19:00 | 2531.324 | 391.3961 | 699.9593 | 1897.4559 | 1542.8562 | 0 | 358.6585 | 483.3996 | 456.4114 | 589.2165 | 1942.5304 | 0 | 2.5285 | 0.0062616 | 0 | 0.9405 | 0 | 0 | 1743.1635 | 0 | 0 | 0 | 12639.8467 | 26 | 19 | Winter Peak
2018-01-26 20:00 | 2595.8233 | 399.6799 | 796.1819 | 1861.6486 | 1511.1623 | 0 | 356.2727 | 439.9204 | 433.8131 | 548.6207 | 1847.9887 | 0 | 1.9448 | 0.0061885 | 0 | 0.72339 | 0 | 0 | 1728.5392 | 0 | 0 | 0 | 12522.3253 | 26 | 20 | Winter Peak
2018-01-26 21:00 | 2696.3492 | 410.9321 | 739.1018 | 1801.5806 | 1453.7139 | 0 | 344.6982 | 396.5342 | 416.2357 | 449.3014 | 1750.3133 | 0 | 1.4851 | 0.0061164 | 0 | 0.5524 | 0 | 0 | 1717.6709 | 0 | 0 | 0 | 12178.475 | 26 | 21 | Winter Peak
2018-01-26 22:00 | 2816.7235 | 420.7956 | 547.8608 | 1708.3039 | 1356.6324 | 0 | 233.238 | 358.8721 | 384.597 | 357.3976 | 1662.5902 | 0 | 0.95367 | 0.0058555 | 0 | 0.35473 | 0 | 0 | 1637.4777 | 0 | 0 | 0 | 11485.803 | 26 | 22 | Winter Peak
2018-01-26 23:00 | 2914.5608 | 426.8404 | 359.9675 | 1432.6634 | 1119.3217 | 0 | 236.5415 | 341.9629 | 331.1797 | 295.5424 | 1606.9977 | 0 | 0.67055 | 0.0058301 | 0 | 0.24942 | 0 | 0 | 1579.4096 | 0 | 0 | 0 | 10645.9132 | 26 | 23 | Winter Peak
2018-01-27 | 2963.9532 | 430.7151 | 142.1111 | 1053.3007 | 969.5846 | 0 | 241.8665 | 332.0885 | 297.0686 | 253.496 | 1570.7655 | 0 | 0.35178 | 0.0057796 | 0 | 0.13085 | 0 | 0 | 1476.8459 | 0 | 0 | 0 | 9732.2842 | 27 | 0 | Summer
2018-01-27 01:00 | 3030.0584 | 435.2391 | 91.3014 | 704.9021 | 907.8868 | 0 | 274.277 | 313.1975 | 262.7998 | 186.373 | 1547.7876 | 0 | 0.22046 | 0.0057997 | 0 | 0.082001 | 0 | 0 | 1454.3584 | 0 | 0 | 0 | 9208.4892 | 27 | 1 | Summer
2018-01-27 02:00 | 3072.7573 | 436.6883 | 84.6251 | 495.1669 | 878.9904 | 0 | 240.8856 | 301.7157 | 255.9752 | 173.722 | 1557.1641 | 0 | 0.10355 | 0.0058735 | 0 | 0.038516 | 0 | 0 | 1477.8135 | 0 | 0 | 0 | 8975.652 | 27 | 2 | Summer
2018-01-27 03:00 | 3193.2539 | 444.4749 | 82.6717 | 412.8064 | 867.1289 | 0 | 249.7433 | 302.405 | 250.1968 | 174.3403 | 1530.9542 | 0 | 0.13533 | 0.0060199 | 0 | 0.050337 | 0 | 0 | 1484.3552 | 0 | 0 | 0 | 8992.5222 | 27 | 3 | Summer
2018-01-27 04:00 | 3296.8788 | 453.4558 | 82.6717 | 412.6195 | 866.4096 | 0 | 269.8965 | 312.3387 | 248.3003 | 193.1413 | 1497.1429 | 0 | 0.073247 | 0.0061108 | 0 | 0.027245 | 0 | 0 | 1507.5902 | 0 | 0 | 0 | 9140.5519 | 27 | 4 | Summer
2018-01-27 05:00 | 3418.5731 | 465.656 | 83.4301 | 415.1956 | 886.7367 | 0 | 301.6071 | 328.2434 | 250.4716 | 211.3664 | 1449.9068 | 0 | 0.30816 | 0.0063531 | 0 | 0.11462 | 0 | 0 | 1627.1583 | 0 | 0 | 0 | 9438.7742 | 27 | 5 | Summer
2018-01-27 06:00 | 3537.4446 | 475.5737 | 90.6559 | 520.2428 | 914.6344 | 0 | 379.8132 | 355.4221 | 255.7728 | 244.0142 | 1396.508 | 0 | 0.79792 | 0.0054593 | 0 | 0.29679 | 0 | 0 | 1629.4361 | 0 | 0 | 0 | 9800.6179 | 27 | 6 | Summer
2018-01-27 07:00 | 3625.7051 | 481.2897 | 136.4035 | 763.1667 | 973.0593 | 0 | 573.7762 | 410.0246 | 271.7089 | 301.2414 | 1505.2127 | 0 | 1.494 | 0.0053073 | 0 | 0.5557 | 0 | 0 | 1720.7634 | 0 | 0 | 0 | 10764.4067 | 27 | 7 | Summer
2018-01-27 08:00 | 3626.0814 | 480.343 | 210.4676 | 1137.7937 | 1086.2852 | 0 | 540.8495 | 437.5377 | 195.4711 | 347.9306 | 1486.0485 | 0 | 1.6143 | 0.00521 | 0 | 0.60046 | 0 | 0 | 1785.0447 | 0 | 0 | 0 | 11336.073 | 27 | 8 | Summer
2018-01-27 09:00 | 3491.1409 | 469.9594 | 286.6691 | 1493.0956 | 1224.6679 | 0 | 519.4467 | 467.9232 | 189.3831 | 498.5449 | 1459.9881 | 0 | 1.501 | 0.0051792 | 0 | 0.5583 | 0 | 0 | 1857.5604 | 0 | 0 | 0 | 11960.4437 | 27 | 9 | Summer
2018-01-27 10:00 | 3283.2494 | 454.2321 | 328.6467 | 1711.1566 | 1306.9676 | 0 | 482.1067 | 507.8928 | 216.2907 | 560.7705 | 1471.5645 | 0 | 1.6515 | 0.0051758 | 0 | 0.61428 | 0 | 0 | 1795.9073 | 0 | 0 | 0 | 12121.0558 | 27 | 10 | Summer
2018-01-27 11:00 | 3012.9461 | 426.6908 | 323.0459 | 1699.1461 | 1316.9341 | 0 | 417.7832 | 535.336 | 230.3457 | 604.0663 | 1533.5512 | 0 | 2.0126 | 0.0051787 | 0 | 0.74862 | 0 | 0 | 1802.3264 | 0 | 0 | 0 | 11904.9381 | 27 | 11 | Summer
2018-01-27 12:00 | 2801.3213 | 401.1672 | 299.0295 | 1717.9124 | 1316.6067 | 0 | 369.1316 | 554.9711 | 237.352 | 636.4713 | 1574.19 | 0 | 2.2903 | 0.0052145 | 0 | 0.8519 | 0 | 0 | 1807.6037 | 0 | 0 | 0 | 11718.9044 | 27 | 12 | Summer
2018-01-27 13:00 | 2645.1317 | 383.3 | 284.2363 | 1746.7299 | 1325.9731 | 0 | 338.1857 | 563.5781 | 239.1115 | 655.874 | 1597.9018 | 0 | 2.3193 | 0.0051844 | 0 | 0.8627 | 0 | 0 | 1808.1736 | 0 | 0 | 0 | 11591.383 | 27 | 13 | Summer
2018-01-27 14:00 | 2387.8553 | 356.3975 | 277.5038 | 1664.0226 | 1286.4245 | 0 | 308.2853 | 562.6421 | 238.5164 | 675.7166 | 1609.9614 | 0 | 2.6173 | 0.0051954 | 0 | 0.97352 | 0 | 0 | 1788.5219 | 0 | 0 | 0 | 11159.4433 | 27 | 14 | Summer
2018-01-27 15:00 | 2226.5088 | 334.2353 | 282.5883 | 1597.3571 | 1267.9381 | 0 | 284.2929 | 551.7212 | 234.9383 | 676.5164 | 1631.1355 | 0 | 3.5924 | 0.005242 | 0 | 1.3362 | 0 | 0 | 1768.502 | 0 | 0 | 0 | 10860.6678 | 27 | 15 | Summer
2018-01-27 16:00 | 2146.5549 | 325.8055 | 312.7779 | 1633.3932 | 1323.8037 | 0 | 278.3058 | 537.7812 | 229.9111 | 663.5198 | 1678.883 | 0 | 4.7786 | 0.005316 | 0 | 1.7775 | 0 | 0 | 1725.5977 | 0 | 0 | 0 | 10862.8951 | 27 | 16 | Summer
2018-01-27 17:00 | 2200.2572 | 334.0188 | 398.0089 | 1707.0903 | 1417.6939 | 0 | 295.7215 | 519.0692 | 225.8078 | 550.2656 | 1741.6208 | 0 | 5.7391 | 0.0053775 | 0 | 2.1347 | 0 | 0 | 1658.0754 | 0 | 0 | 0 | 11055.5084 | 27 | 17 | Summer
2018-01-27 18:00 | 2324.3601 | 348.7541 | 564.887 | 1870.0058 | 1548.9581 | 0 | 328.4764 | 485.3688 | 361.3768 | 533.8848 | 1803.5482 | 0 | 4.4134 | 0.0053079 | 0 | 1.6416 | 0 | 0 | 1645.6199 | 0 | 0 | 0 | 11821.3003 | 27 | 18 | Summer
2018-01-27 19:00 | 2411.2238 | 357.888 | 748.0961 | 1979.0227 | 1582.9856 | 0 | 352.934 | 458.5127 | 385.2142 | 504.5822 | 1709.4431 | 0 | 2.3887 | 0.0054058 | 0 | 0.88851 | 0 | 0 | 1648.0308 | 0 | 0 | 0 | 12141.2159 | 27 | 19 | Summer
2018-01-27 20:00 | 2478.889 | 365.0405 | 839.073 | 1889.2675 | 1543.1338 | 0 | 368.7094 | 431.2458 | 385.5904 | 461.2384 | 1699.4077 | 0 | 1.8285 | 0.0053398 | 0 | 0.68012 | 0 | 0 | 1626.3268 | 0 | 0 | 0 | 12090.4363 | 27 | 20 | Summer
2018-01-27 21:00 | 2584.6649 | 373.91 | 768.8944 | 1820.2479 | 1477.6156 | 0 | 371.1665 | 409.0684 | 382.351 | 404.348 | 1680.8259 | 0 | 1.4177 | 0.0060025 | 0 | 0.52733 | 0 | 0 | 1640.3688 | 0 | 0 | 0 | 11915.4125 | 27 | 21 | Summer
2018-01-27 22:00 | 2739.094 | 389.1899 | 577.9791 | 1718.6802 | 1386.2267 | 0 | 264.5412 | 366.7828 | 359.3392 | 348.7901 | 1637.0345 | 0 | 0.928 | 0.0059554 | 0 | 0.34518 | 0 | 0 | 1593.0632 | 0 | 0 | 0 | 11382.0001 | 27 | 22 | Summer
2018-01-27 23:00 | 2871.8179 | 401.6858 | 401.581 | 1477.7121 | 1155.3801 | 0 | 275.2681 | 345.5673 | 310.6487 | 281.3589 | 1581.5595 | 0 | 0.64905 | 0.0058032 | 0 | 0.24142 | 0 | 0 | 1530.1953 | 0 | 0 | 0 | 10633.671 | 27 | 23 | Summer
2018-01-28 | 2943.2825 | 409.2008 | 155.9543 | 1086.1327 | 995.1345 | 0 | 281.0266 | 327.7775 | 276.083 | 220.8042 | 1542.7824 | 0 | 0.84463 | 0.0065677 | 0 | 0.31417 | 0 | 0 | 1048.9162 | 0 | 0 | 0 | 9288.2602 | 28 | 0 | Summer
2018-01-28 01:00 | 3007.1635 | 415.391 | 94.9449 | 712.6922 | 921.0325 | 0 | 272.5889 | 312.8663 | 254.282 | 189.391 | 1415.5104 | 0 | 0.33326 | 0.0063849 | 0 | 0.12396 | 0 | 0 | 1038.6159 | 0 | 0 | 0 | 8634.9421 | 28 | 1 | Summer
2018-01-28 02:00 | 3077.8491 | 422.106 | 85.2946 | 518.5385 | 885.4673 | 0 | 258.2858 | 306.1951 | 246.2238 | 175.2839 | 1436.644 | 0 | 0.28383 | 0.0064955 | 0 | 0.10557 | 0 | 0 | 987.8594 | 0 | 0 | 0 | 8400.1435 | 28 | 2 | Summer
2018-01-28 03:00 | 3210.1985 | 430.8302 | 82.6717 | 452.2378 | 869.9503 | 0 | 278.1915 | 306.7836 | 241.1178 | 180.5335 | 1430.7921 | 0 | 0.20348 | 0.0064836 | 0 | 0.075686 | 0 | 0 | 951.6722 | 0 | 0 | 0 | 8435.265 | 28 | 3 | Summer
2018-01-28 04:00 | 3294.0312 | 438.7773 | 82.6717 | 433.5469 | 867.7843 | 0 | 290.9844 | 309.4979 | 237.6324 | 196.718 | 1387.7021 | 0 | 0.039502 | 0.0080872 | 0 | 0.014693 | 0 | 0 | 960.7514 | 0 | 0 | 0 | 8500.1601 | 28 | 4 | Summer
2018-01-28 05:00 | 3422.3723 | 452.9556 | 83.4136 | 436.2331 | 886.4643 | 0 | 304.0327 | 315.8689 | 242.2733 | 217.6853 | 1354.8697 | 0 | 0.12316 | 0.0067514 | 0 | 0.045809 | 0 | 0 | 977.386 | 0 | 0 | 0 | 8693.7306 | 28 | 5 | Summer
2018-01-28 06:00 | 3498.5047 | 462.4469 | 90.6196 | 522.2052 | 914.7723 | 0 | 372.3532 | 352.7231 | 251.3872 | 250.6642 | 1320.1457 | 0 | 0.25846 | 0.0068134 | 0 | 0.096137 | 0 | 0 | 967.0496 | 0 | 0 | 0 | 9003.2332 | 28 | 6 | Summer
2018-01-28 07:00 | 3580.1938 | 469.447 | 133.6614 | 773.2267 | 970.8411 | 0 | 555.9906 | 391.5656 | 264.4863 | 304.0272 | 1265.2003 | 0 | 0.46518 | 0.0068922 | 0 | 0.17303 | 0 | 0 | 989.0127 | 0 | 0 | 0 | 9698.2979 | 28 | 7 | Summer
2018-01-28 08:00 | 3555.9409 | 469.1682 | 208.6316 | 1158.6974 | 1085.1711 | 0 | 515.3258 | 402.6284 | 167.2808 | 341.2656 | 1235.8067 | 0 | 0.8606 | 0.0061404 | 0 | 0.32011 | 0 | 0 | 964.5133 | 0 | 0 | 0 | 10105.6167 | 28 | 8 | Summer
2018-01-28 09:00 | 3292.9502 | 447.6428 | 286.3298 | 1512.0029 | 1225.0485 | 0 | 463.0525 | 408.2607 | 137.9289 | 487.9384 | 1275.7444 | 0 | 1.4839 | 0.0060212 | 0 | 0.55195 | 0 | 0 | 939.3451 | 0 | 0 | 0 | 10478.2861 | 28 | 9 | Summer
2018-01-28 10:00 | 2990.9338 | 419.0439 | 331.5717 | 1703.1436 | 1308.6956 | 0 | 403.1961 | 430.4736 | 158.1587 | 532.8219 | 1293.7131 | 0 | 1.9539 | 0.0058249 | 0 | 0.72676 | 0 | 0 | 906.7027 | 0 | 0 | 0 | 10481.1412 | 28 | 10 | Summer
2018-01-28 11:00 | 2694.315 | 385.2779 | 323.2839 | 1702.8174 | 1316.9604 | 0 | 348.7512 | 443.4251 | 177.2739 | 562.382 | 1309.5744 | 0 | 2.5271 | 0.0059286 | 0 | 0.93996 | 0 | 0 | 928.3169 | 0 | 0 | 0 | 10195.8511 | 28 | 11 | Summer
2018-01-28 12:00 | 2434.3272 | 355.9316 | 301.5722 | 1721.4913 | 1317.912 | 0 | 302.8605 | 452.7194 | 191.8208 | 588.9515 | 1337.8689 | 0 | 3.137 | 0.0058405 | 0 | 1.1668 | 0 | 0 | 914.903 | 0 | 0 | 0 | 9924.6681 | 28 | 12 | Summer
2018-01-28 13:00 | 2212.4724 | 326.1034 | 283.0467 | 1758.3139 | 1324.8017 | 0 | 267.9118 | 460.4881 | 200.512 | 610.8425 | 1390.8021 | 0 | 3.2137 | 0.0058671 | 0 | 1.1954 | 0 | 0 | 912.7271 | 0 | 0 | 0 | 9752.4366 | 28 | 13 | Summer
2018-01-28 14:00 | 1982.8579 | 302.3733 | 275.0169 | 1626.0208 | 1283.0718 | 0 | 241.9932 | 464.1292 | 204.1428 | 623.3069 | 1432.3599 | 0 | 3.3858 | 0.0059005 | 0 | 1.2594 | 0 | 0 | 929.8884 | 0 | 0 | 0 | 9369.8122 | 28 | 14 | Summer
2018-01-28 15:00 | 1833.6064 | 282.9776 | 282.6072 | 1554.1327 | 1266.8983 | 0 | 228.139 | 462.9191 | 202.0859 | 635.6232 | 1477.5118 | 0 | 3.5764 | 0.0059986 | 0 | 1.3303 | 0 | 0 | 916.0207 | 0 | 0 | 0 | 9147.4347 | 28 | 15 | Summer
2018-01-28 16:00 | 1723.1236 | 260.2834 | 313.2907 | 1603.9805 | 1324.6022 | 0 | 221.0121 | 453.7494 | 194.6806 | 628.333 | 1516.5853 | 0 | 4.0623 | 0.0061855 | 0 | 1.511 | 0 | 0 | 918.3302 | 0 | 0 | 0 | 9163.5504 | 28 | 16 | Summer
2018-01-28 17:00 | 1723.7304 | 273.5209 | 401.3775 | 1696.2416 | 1422.8669 | 0 | 224.6718 | 441.7094 | 185.3981 | 524.9231 | 1545.832 | 0 | 3.727 | 0.006314 | 0 | 1.3863 | 0 | 0 | 901.7373 | 0 | 0 | 0 | 9347.1286 | 28 | 17 | Summer
2018-01-28 18:00 | 1795.6324 | 282.726 | 562.0127 | 1911.9409 | 1549.7981 | 0 | 244.9447 | 417.1312 | 313.008 | 510.7556 | 1571.18 | 0 | 4.7305 | 0.0072222 | 0 | 1.7596 | 0 | 0 | 971.2251 | 0 | 0 | 0 | 10136.852 | 28 | 18 | Summer
2018-01-28 19:00 | 1874.0037 | 298.4411 | 744.9057 | 1983.2104 | 1584.0476 | 0 | 262.8466 | 404.7172 | 327.082 | 488.6397 | 1583.9365 | 0 | 4.5941 | 0.007183 | 0 | 1.7088 | 0 | 0 | 960.362 | 0 | 0 | 0 | 10518.5023 | 28 | 19 | Summer
2018-01-28 20:00 | 1943.1328 | 307.7869 | 844.1496 | 1906.3918 | 1549.114 | 0 | 272.5911 | 389.8765 | 315.4817 | 450.6285 | 1561.8899 | 0 | 3.9081 | 0.0071664 | 0 | 1.4537 | 0 | 0 | 980.6508 | 0 | 0 | 0 | 10527.0626 | 28 | 20 | Summer
2018-01-28 21:00 | 2039.4996 | 321.5185 | 771.6567 | 1808.8848 | 1481.5978 | 0 | 280.3398 | 376.5192 | 303.6159 | 398.1 | 1527.7768 | 0 | 3.287 | 0.0070363 | 0 | 1.2226 | 0 | 0 | 992.022 | 0 | 0 | 0 | 10306.0478 | 28 | 21 | Summer
2018-01-28 22:00 | 2162.6627 | 331.9455 | 575.1718 | 1696.0714 | 1385.4714 | 0 | 190.6655 | 349.9164 | 292.2346 | 348.439 | 1478.6656 | 0 | 2.58 | 0.0084109 | 0 | 0.95964 | 0 | 0 | 1035.751 | 0 | 0 | 0 | 9850.543 | 28 | 22 | Summer
2018-01-28 23:00 | 2236.1673 | 339.0408 | 398.5855 | 1514.0702 | 1154.6459 | 0 | 197.07 | 341.286 | 280.3088 | 282.9007 | 1425.497 | 0 | 1.7265 | 0.0067158 | 0 | 0.64219 | 0 | 0 | 1091.4254 | 0 | 0 | 0 | 9263.373 | 28 | 23 | Summer
2018-01-29 | 2361.0916 | 349.8351 | 153.9802 | 1114.8469 | 994.3588 | 0 | 209.6863 | 333.3766 | 267.4478 | 225.9641 | 1387.8625 | 0 | 0.8637 | 0.006703 | 0 | 0.32126 | 0 | 0 | 1072.6665 | 0 | 0 | 0 | 8472.3079 | 29 | 0 | Winter
2018-01-29 01:00 | 2463.183 | 358.3415 | 94.5688 | 775.0707 | 921.1569 | 0 | 216.6637 | 301.276 | 279.5264 | 209.7398 | 1505.9626 | 0 | 0.34303 | 0.006614 | 0 | 0.12759 | 0 | 0 | 1068.5781 | 0 | 0 | 0 | 8194.5447 | 29 | 1 | Winter
2018-01-29 02:00 | 2530.6576 | 365.0245 | 85.3537 | 537.1203 | 885.8911 | 0 | 198.378 | 287.2879 | 269.2645 | 182.6091 | 1478.6466 | 0 | 0.28561 | 0.0065177 | 0 | 0.10624 | 0 | 0 | 994.8384 | 0 | 0 | 0 | 7815.4701 | 29 | 2 | Winter
2018-01-29 03:00 | 2689.1499 | 376.678 | 83.153 | 435.249 | 870.9988 | 0 | 210.5164 | 292.2183 | 266.4335 | 172.7639 | 1445.5446 | 0 | 0.20484 | 0.0066056 | 0 | 0.076194 | 0 | 0 | 960.2557 | 0 | 0 | 0 | 7803.2489 | 29 | 3 | Winter
2018-01-29 04:00 | 2786.9131 | 384.434 | 83.153 | 426.5659 | 868.3039 | 0 | 230.2134 | 306.1967 | 267.755 | 175.0356 | 1409.419 | 0 | 0.038867 | 0.0079022 | 0 | 0.014457 | 0 | 0 | 945.6247 | 0 | 0 | 0 | 7883.6755 | 29 | 4 | Winter
2018-01-29 05:00 | 2922.334 | 397.1521 | 83.5734 | 539.3505 | 891.6428 | 0 | 257.1409 | 329.8902 | 278.5289 | 208.2406 | 1411.5797 | 0 | 0.12308 | 0.0067017 | 0 | 0.045782 | 0 | 0 | 975.5372 | 0 | 0 | 0 | 8295.146 | 29 | 5 | Winter
2018-01-29 06:00 | 3055.6711 | 409.7073 | 95.9907 | 858.6569 | 939.0428 | 0 | 340.9589 | 392.7001 | 308.6883 | 266.8586 | 1471.0486 | 0 | 0.25795 | 0.0068 | 0 | 0.095947 | 0 | 0 | 963.6823 | 0 | 0 | 0 | 9103.3665 | 29 | 6 | Winter
2018-01-29 07:00 | 3118.8307 | 414.6414 | 193.1156 | 1294.0436 | 1050.4477 | 0 | 539.0426 | 482.0369 | 362.4822 | 353.8128 | 1780.761 | 0 | 0.46316 | 0.0068496 | 0 | 0.17228 | 0 | 0 | 982.0938 | 0 | 0 | 0 | 10571.9506 | 29 | 7 | Winter
2018-01-29 08:00 | 3109.9471 | 414.3167 | 265.9588 | 1469.049 | 1163.2819 | 0 | 512.5751 | 549.4599 | 329.2147 | 484.959 | 2019.6483 | 0 | 0.83148 | 0.0060535 | 0 | 0.30928 | 0 | 0 | 930.4587 | 0 | 0 | 0 | 11250.016 | 29 | 8 | Winter
2018-01-29 09:00 | 3002.0532 | 404.1415 | 271.9431 | 1509.3177 | 1210.9442 | 0 | 479.4237 | 590.7185 | 373.1925 | 737.5152 | 2262.3134 | 0 | 1.4407 | 0.0059242 | 0 | 0.53587 | 0 | 0 | 911.7486 | 0 | 0 | 0 | 11755.2943 | 29 | 9 | Winter
2018-01-29 10:00 | 2794.3908 | 368.2951 | 266.7042 | 1562.3627 | 1239.8603 | 0 | 422.963 | 632.0262 | 427.9549 | 853.135 | 2474.8876 | 0 | 1.9168 | 0.0058601 | 0 | 0.71296 | 0 | 0 | 888.8396 | 0 | 0 | 0 | 11934.055 | 29 | 10 | Winter
2018-01-29 11:00 | 2544.9157 | 337.4569 | 251.5021 | 1605.0718 | 1236.6276 | 0 | 369.7525 | 666.0147 | 455.032 | 913.0398 | 2638.8292 | 0 | 2.4745 | 0.0058643 | 0 | 0.92041 | 0 | 0 | 908.6931 | 0 | 0 | 0 | 11930.3361 | 29 | 11 | Winter
2018-01-29 12:00 | 2357.9812 | 318.6414 | 230.772 | 1560.3299 | 1233.3993 | 0 | 328.9188 | 684.0016 | 462.2699 | 934.0404 | 2689.9765 | 0 | 3.1312 | 0.0058251 | 0 | 1.1647 | 0 | 0 | 912.6205 | 0 | 0 | 0 | 11717.2532 | 29 | 12 | Winter
2018-01-29 13:00 | 2242.3145 | 304.5664 | 221.2818 | 1511.6626 | 1241.7874 | 0 | 300.4523 | 689.3403 | 458.6284 | 922.606 | 2668.6977 | 0 | 3.2091 | 0.0058146 | 0 | 1.1936 | 0 | 0 | 910.8651 | 0 | 0 | 0 | 11476.6114 | 29 | 13 | Winter
2018-01-29 14:00 | 2074.0533 | 288.4652 | 213.6219 | 1337.0024 | 1201.8941 | 0 | 283.0609 | 686.39 | 444.9337 | 882.6378 | 2591.0355 | 0 | 3.3906 | 0.0065281 | 0 | 1.2612 | 0 | 0 | 930.508 | 0 | 0 | 0 | 10938.2612 | 29 | 14 | Winter
2018-01-29 15:00 | 1993.2111 | 278.7336 | 218.5312 | 1289.0095 | 1186.7169 | 0 | 274.7481 | 670.677 | 418.6017 | 836.1712 | 2458.7766 | 0 | 3.6047 | 0.0066322 | 0 | 1.3408 | 0 | 0 | 922.4624 | 0 | 0 | 0 | 10552.5915 | 29 | 15 | Winter
2018-01-29 16:00 | 1992.2815 | 278.1256 | 252.7488 | 1357.438 | 1243.6558 | 0 | 283.8982 | 644.1511 | 385.4904 | 799.7298 | 2330.8758 | 0 | 4.151 | 0.0062321 | 0 | 1.544 | 0 | 0 | 937.5492 | 0 | 0 | 0 | 10511.6453 | 29 | 16 | Winter
2018-01-29 17:00 | 2096.8349 | 283.6336 | 338.3348 | 1558.4954 | 1346.3873 | 0 | 299.6322 | 596.0256 | 352.9692 | 631.2351 | 2232.0612 | 0 | 3.8981 | 0.0064673 | 0 | 1.4499 | 0 | 0 | 942.1765 | 0 | 0 | 0 | 10683.1402 | 29 | 17 | Winter
2018-01-29 18:00 | 2211.5972 | 292.0203 | 503.9527 | 1789.2186 | 1486.0508 | 0 | 314.8473 | 531.9584 | 456.7759 | 606.373 | 2151.2535 | 0 | 4.8869 | 0.0071639 | 0 | 1.8177 | 0 | 0 | 1003.0861 | 0 | 0 | 0 | 11353.8455 | 29 | 18 | Winter
2018-01-29 19:00 | 2255.3061 | 296.4878 | 702.7147 | 1864.88 | 1538.985 | 0 | 316.5203 | 488.4054 | 456.6614 | 585.7526 | 1943.2761 | 0 | 4.8588 | 0.0072556 | 0 | 1.8073 | 0 | 0 | 1014.4467 | 0 | 0 | 0 | 11470.1094 | 29 | 19 | Winter
2018-01-29 20:00 | 2325.1083 | 302.6079 | 796.8172 | 1849.1132 | 1507.8345 | 0 | 310.024 | 439.3154 | 434.0916 | 547.2154 | 1848.5402 | 0 | 4.1135 | 0.0086856 | 0 | 1.53 | 0 | 0 | 1030.9178 | 0 | 0 | 0 | 11397.2378 | 29 | 20 | Winter
2018-01-29 21:00 | 2461.8787 | 313.6109 | 735.4204 | 1737.101 | 1450.056 | 0 | 302.5677 | 390.7977 | 416.442 | 444.7686 | 1750.6478 | 0 | 3.4301 | 0.0085192 | 0 | 1.2759 | 0 | 0 | 1033.4971 | 0 | 0 | 0 | 11041.5025 | 29 | 21 | Winter
2018-01-29 22:00 | 2597.6905 | 324.4458 | 546.6285 | 1711.3595 | 1353.9417 | 0 | 201.7696 | 352.0113 | 384.8451 | 356.8062 | 1662.745 | 0 | 2.6811 | 0.0084381 | 0 | 0.99724 | 0 | 0 | 1076.2405 | 0 | 0 | 0 | 10572.1707 | 29 | 22 | Winter
2018-01-29 23:00 | 2729.2711 | 334.6972 | 361.8157 | 1470.3869 | 1117.7274 | 0 | 210.4329 | 333.1648 | 331.3103 | 292.4381 | 1607.0386 | 0 | 1.8203 | 0.0083071 | 0 | 0.67707 | 0 | 0 | 1150.2546 | 0 | 0 | 0 | 9941.0433 | 29 | 23 | Winter
2018-01-30 | 2847.225 | 344.7173 | 143.7302 | 1065.2191 | 969.279 | 0 | 228.4385 | 323.5339 | 297.0712 | 251.687 | 1570.8671 | 0 | 0.38756 | 0.0067496 | 0 | 0.14416 | 0 | 0 | 1626.8752 | 0 | 0 | 0 | 9669.1819 | 30 | 0 | Spring
2018-01-30 01:00 | 2930.8838 | 348.7137 | 91.8513 | 703.4842 | 907.6756 | 0 | 234.3653 | 293.4224 | 279.5264 | 210.1192 | 1505.9626 | 0 | 0.24336 | 0.0066781 | 0 | 0.090521 | 0 | 0 | 1605.913 | 0 | 0 | 0 | 9112.2581 | 30 | 1 | Spring
2018-01-30 02:00 | 2982.3768 | 351.2385 | 84.6958 | 516.3814 | 878.176 | 0 | 212.6125 | 279.1899 | 269.2645 | 181.8383 | 1478.6466 | 0 | 0.11584 | 0.005999 | 0 | 0.043086 | 0 | 0 | 1648.8921 | 0 | 0 | 0 | 8883.4773 | 30 | 2 | Spring
2018-01-30 03:00 | 3119.5907 | 360.3962 | 83.153 | 429.9815 | 866.7242 | 0 | 227.5808 | 285.1333 | 266.4335 | 173.1029 | 1445.5446 | 0 | 0.15008 | 0.0068173 | 0 | 0.055823 | 0 | 0 | 1640.5934 | 0 | 0 | 0 | 8898.4469 | 30 | 3 | Spring
2018-01-30 04:00 | 3248.08 | 368.8784 | 83.153 | 415.2723 | 866.2872 | 0 | 250.4764 | 300.6071 | 267.755 | 177.0122 | 1409.419 | 0 | 0.081608 | 0.0069068 | 0 | 0.030355 | 0 | 0 | 1666.3188 | 0 | 0 | 0 | 9053.3783 | 30 | 4 | Spring
2018-01-30 05:00 | 3391.9315 | 379.7552 | 83.5554 | 526.2171 | 892.6563 | 0 | 280.0149 | 324.8215 | 278.5289 | 209.3609 | 1411.5797 | 0 | 0.33761 | 0.0062402 | 0 | 0.12558 | 0 | 0 | 1780.0362 | 0 | 0 | 0 | 9558.9272 | 30 | 5 | Spring
2018-01-30 06:00 | 3498.0969 | 388.4927 | 95.2455 | 827.5227 | 939.0881 | 0 | 365.4418 | 390.8321 | 308.6883 | 267.0691 | 1471.0486 | 0 | 0.87749 | 0.0061104 | 0 | 0.32639 | 0 | 0 | 1786.2269 | 0 | 0 | 0 | 10338.9629 | 30 | 6 | Spring
2018-01-30 07:00 | 3582.4431 | 394.3323 | 194.9501 | 1304.2694 | 1050.2634 | 0 | 571.618 | 485.8926 | 362.4822 | 354.5014 | 1780.761 | 0 | 1.6043 | 0.0057987 | 0 | 0.59675 | 0 | 0 | 1843.2546 | 0 | 0 | 0 | 11926.9751 | 30 | 7 | Spring
2018-01-30 08:00 | 3600.5058 | 396.2654 | 261.9324 | 1462.2332 | 1162.4163 | 0 | 559.4695 | 556.5477 | 320.4941 | 483.3626 | 2019.6483 | 0 | 1.7169 | 0.0057915 | 0 | 0.6386 | 0 | 0 | 1895.4766 | 0 | 0 | 0 | 12720.7132 | 30 | 8 | Spring
2018-01-30 09:00 | 3421.2256 | 386.3642 | 266.0208 | 1460.7934 | 1207.3928 | 0 | 518.1579 | 601.798 | 373.1925 | 739.4029 | 2262.3134 | 0 | 1.587 | 0.0057419 | 0 | 0.5903 | 0 | 0 | 1960.7135 | 0 | 0 | 0 | 13199.558 | 30 | 9 | Spring
2018-01-30 10:00 | 3153.7917 | 365.6487 | 266.0924 | 1528.7499 | 1239.0376 | 0 | 459.8579 | 645.2659 | 427.9549 | 851.7445 | 2474.8876 | 0 | 1.7224 | 0.0057007 | 0 | 0.64066 | 0 | 0 | 1870.5827 | 0 | 0 | 0 | 13285.9825 | 30 | 10 | Spring
2018-01-30 11:00 | 2906.6586 | 343.9738 | 250.4582 | 1591.1887 | 1236.6846 | 0 | 412.0638 | 680.4024 | 455.032 | 913.8162 | 2638.8292 | 0 | 2.048 | 0.0055838 | 0 | 0.76178 | 0 | 0 | 1832.3152 | 0 | 0 | 0 | 13264.2381 | 30 | 11 | Spring
2018-01-30 12:00 | 2675.3337 | 326.965 | 233.1715 | 1582.5345 | 1237.0538 | 0 | 364.702 | 699.1995 | 462.2699 | 934.6918 | 2689.9765 | 0 | 2.309 | 0.0056048 | 0 | 0.85886 | 0 | 0 | 1820.6844 | 0 | 0 | 0 | 13029.7559 | 30 | 12 | Spring
2018-01-30 13:00 | 2505.8463 | 313.0973 | 223.0246 | 1509.7 | 1245.2328 | 0 | 326.5516 | 699.9486 | 458.6284 | 923.7926 | 2668.6977 | 0 | 2.3417 | 0.0055602 | 0 | 0.87103 | 0 | 0 | 1823.8799 | 0 | 0 | 0 | 12701.6181 | 30 | 13 | Spring
2018-01-30 14:00 | 2257.8803 | 289.5462 | 215.1289 | 1363.1025 | 1203.1323 | 0 | 293.9353 | 689.3987 | 444.9337 | 882.1536 | 2591.0355 | 0 | 2.6182 | 0.0055563 | 0 | 0.97386 | 0 | 0 | 1787.0958 | 0 | 0 | 0 | 12020.9405 | 30 | 14 | Spring
2018-01-30 15:00 | 2067.1044 | 272.6972 | 219.9256 | 1292.1343 | 1187.0246 | 0 | 265.5191 | 662.7946 | 418.6017 | 836.8349 | 2458.7766 | 0 | 3.5665 | 0.0055771 | 0 | 1.3266 | 0 | 0 | 1753.4248 | 0 | 0 | 0 | 11439.7364 | 30 | 15 | Spring
2018-01-30 16:00 | 1973.7221 | 267.4098 | 251.6669 | 1336.2796 | 1243.1373 | 0 | 260.9173 | 629.6667 | 385.4904 | 799.3036 | 2330.8758 | 0 | 4.7795 | 0.0057746 | 0 | 1.7778 | 0 | 0 | 1723.2542 | 0 | 0 | 0 | 11208.2867 | 30 | 16 | Spring
2018-01-30 17:00 | 1997.5983 | 271.1733 | 336.8854 | 1533.2568 | 1345.0879 | 0 | 266.9943 | 586.1247 | 352.9692 | 631.7223 | 2232.0612 | 0 | 5.9348 | 0.0059149 | 0 | 2.2075 | 0 | 0 | 1711.8388 | 0 | 0 | 0 | 11273.8604 | 30 | 17 | Spring
2018-01-30 18:00 | 2090.9598 | 282.807 | 502.5439 | 1824.4172 | 1485.9761 | 0 | 281.2782 | 528.8655 | 438.0085 | 606.6172 | 2151.2535 | 0 | 4.6265 | 0.0058982 | 0 | 1.7209 | 0 | 0 | 1722.2827 | 0 | 0 | 0 | 11921.3631 | 30 | 18 | Spring
2018-01-30 19:00 | 2182.402 | 290.3883 | 699.9876 | 1925.5096 | 1540.4289 | 0 | 293.7993 | 488.1428 | 456.6614 | 586.4629 | 1943.2761 | 0 | 2.521 | 0.0058952 | 0 | 0.93772 | 0 | 0 | 1735.8614 | 0 | 0 | 0 | 12146.3848 | 30 | 19 | Spring
2018-01-30 20:00 | 2247.9606 | 297.1787 | 794.8681 | 1864.0893 | 1508.6939 | 0 | 290.0937 | 440.5769 | 434.0916 | 547.2307 | 1848.5402 | 0 | 1.9416 | 0.0059167 | 0 | 0.72221 | 0 | 0 | 1723.3914 | 0 | 0 | 0 | 11999.3847 | 30 | 20 | Spring
2018-01-30 21:00 | 2316.0306 | 303.5911 | 740.0266 | 1779.2845 | 1454.6095 | 0 | 276.0528 | 392.4182 | 416.442 | 445.8457 | 1750.6478 | 0 | 1.4705 | 0.0057691 | 0 | 0.54696 | 0 | 0 | 1700.5264 | 0 | 0 | 0 | 11577.4986 | 30 | 21 | Spring
2018-01-30 22:00 | 2376.6975 | 307.8176 | 548.867 | 1714.5103 | 1357.497 | 0 | 178.5623 | 351.5855 | 384.8451 | 356.2114 | 1662.745 | 0 | 0.9579 | 0.0057002 | 0 | 0.3563 | 0 | 0 | 1643.9796 | 0 | 0 | 0 | 10884.6383 | 30 | 22 | Spring
2018-01-30 23:00 | 2465.7675 | 313.9619 | 361.7863 | 1495.0255 | 1121.0145 | 0 | 182.3359 | 332.1254 | 331.3103 | 293.182 | 1607.0386 | 0 | 0.67516 | 0.0055999 | 0 | 0.25113 | 0 | 0 | 1590.2078 | 0 | 0 | 0 | 10094.6876 | 30 | 23 | Spring
2018-01-31 | 2550.6568 | 321.5311 | 142.4719 | 1086.6136 | 969.3271 | 0 | 193.6072 | 321.0176 | 297.0712 | 252.8679 | 1570.8671 | 0 | 0.37922 | 0.0062437 | 0 | 0.14105 | 0 | 0 | 1592.2263 | 0 | 0 | 0 | 9298.7843 | 31 | 0 | Spring
2018-01-31 01:00 | 2622.3705 | 327.5965 | 91.8369 | 736.5801 | 907.3517 | 0 | 201.1672 | 290.0931 | 280.3765 | 208.4741 | 1505.1196 | 0 | 0.23853 | 0.0061932 | 0 | 0.088723 | 0 | 0 | 1571.2045 | 0 | 0 | 0 | 8742.5041 | 31 | 1 | Spring
2018-01-31 02:00 | 2679.2956 | 331.0447 | 84.6897 | 501.4936 | 877.8134 | 0 | 188.4262 | 275.4668 | 269.5294 | 181.9579 | 1478.1875 | 0 | 0.11115 | 0.0061915 | 0 | 0.041342 | 0 | 0 | 1593.2233 | 0 | 0 | 0 | 8461.2868 | 31 | 2 | Spring
2018-01-31 03:00 | 2795.8119 | 338.1039 | 83.153 | 436.0439 | 866.534 | 0 | 202.1389 | 281.1976 | 266.5707 | 173.3233 | 1447.029 | 0 | 0.14384 | 0.006274 | 0 | 0.053502 | 0 | 0 | 1575.9469 | 0 | 0 | 0 | 8466.0568 | 31 | 3 | Spring
2018-01-31 04:00 | 2883.5003 | 344.4553 | 83.153 | 432.3546 | 866.2834 | 0 | 223.589 | 296.8261 | 267.699 | 175.878 | 1412.9785 | 0 | 0.077435 | 0.0064406 | 0 | 0.028803 | 0 | 0 | 1589.3524 | 0 | 0 | 0 | 8576.1822 | 31 | 4 | Spring
2018-01-31 05:00 | 2996.0986 | 354.9371 | 83.6074 | 540.7208 | 893.3342 | 0 | 251.2815 | 323.7273 | 278.346 | 210.5196 | 1415.3208 | 0 | 0.32177 | 0.0066507 | 0 | 0.11969 | 0 | 0 | 1697.0309 | 0 | 0 | 0 | 9045.3724 | 31 | 5 | Spring
2018-01-31 06:00 | 3055.5152 | 360.7182 | 95.9848 | 822.7194 | 939.3577 | 0 | 318.6852 | 388.8967 | 308.3191 | 266.7311 | 1476.3328 | 0 | 0.83342 | 0.0059149 | 0 | 0.31 | 0 | 0 | 1695.9037 | 0 | 0 | 0 | 9730.3133 | 31 | 6 | Spring
2018-01-31 07:00 | 3108.1184 | 367.0315 | 192.9936 | 1271.1683 | 1049.3484 | 0 | 506.7652 | 486.002 | 361.4325 | 354.6717 | 1786.7213 | 0 | 1.5387 | 0.0058053 | 0 | 0.57235 | 0 | 0 | 1766.011 | 0 | 0 | 0 | 11252.3808 | 31 | 7 | Spring
2018-01-31 08:00 | 3088.305 | 372.0983 | 264.4422 | 1480.3754 | 1165.0936 | 0 | 483.5468 | 559.7229 | 314.1483 | 485.3952 | 2024.559 | 0 | 1.6319 | 0.0056489 | 0 | 0.60701 | 0 | 0 | 1800.2055 | 0 | 0 | 0 | 12040.1368 | 31 | 8 | Spring
2018-01-31 09:00 | 2899.8135 | 364.2937 | 273.1555 | 1516.1021 | 1213.224 | 0 | 431.9784 | 604.6984 | 369.9993 | 739.5958 | 2265.9667 | 0 | 1.5167 | 0.0055952 | 0 | 0.56416 | 0 | 0 | 1873.2192 | 0 | 0 | 0 | 12554.133 | 31 | 9 | Spring
2018-01-31 10:00 | 2608.5228 | 337.9825 | 270.7448 | 1555.6138 | 1243.4768 | 0 | 363.4072 | 644.2124 | 426.9046 | 850.8405 | 2476.1416 | 0 | 1.6596 | 0.0056194 | 0 | 0.61729 | 0 | 0 | 1802.3321 | 0 | 0 | 0 | 12582.4616 | 31 | 10 | Spring
2018-01-31 11:00 | 2343.9075 | 309.2899 | 255.8272 | 1597.0148 | 1241.3249 | 0 | 311.0885 | 677.4361 | 454.7857 | 915.0363 | 2638.4569 | 0 | 2.0073 | 0.0049635 | 0 | 0.74663 | 0 | 0 | 1795.4921 | 0 | 0 | 0 | 12542.4188 | 31 | 11 | Spring
2018-01-31 12:00 | 2108.3806 | 288.7171 | 237.548 | 1565.2538 | 1239.9875 | 0 | 257.7653 | 691.4467 | 462.2038 | 935.5318 | 2687.2316 | 0 | 2.2812 | 0.0049282 | 0 | 0.84851 | 0 | 0 | 1797.905 | 0 | 0 | 0 | 12275.1058 | 31 | 12 | Spring
2018-01-31 13:00 | 1931.2357 | 267.8816 | 226.0671 | 1527.6641 | 1246.2674 | 0 | 217.0707 | 683.8336 | 458.607 | 922.9137 | 2665.233 | 0 | 2.3143 | 0.005624 | 0 | 0.86084 | 0 | 0 | 1801.5873 | 0 | 0 | 0 | 11951.5421 | 31 | 13 | Spring
2018-01-31 14:00 | 1755.5431 | 249.7078 | 214.2431 | 1359.5115 | 1201.5329 | 0 | 197.407 | 668.6604 | 444.7941 | 882.8082 | 2587.6906 | 0 | 2.5966 | 0.0055942 | 0 | 0.96584 | 0 | 0 | 1771.8442 | 0 | 0 | 0 | 11337.3111 | 31 | 14 | Spring
2018-01-31 15:00 | 1620.1235 | 235.8403 | 219.2981 | 1287.9113 | 1185.5088 | 0 | 181.9534 | 647.2725 | 418.3252 | 835.394 | 2454.409 | 0 | 3.5759 | 0.0057062 | 0 | 1.3301 | 0 | 0 | 1757.571 | 0 | 0 | 0 | 10848.5186 | 31 | 15 | Spring
2018-01-31 16:00 | 1531.9514 | 226.8419 | 253.1138 | 1356.1441 | 1241.5316 | 0 | 178.1086 | 624.3753 | 385.0426 | 801.3214 | 2323.7506 | 0 | 4.7868 | 0.0058859 | 0 | 1.7805 | 0 | 0 | 1725.3355 | 0 | 0 | 0 | 10654.0902 | 31 | 16 | Spring
2018-01-31 17:00 | 1571.1398 | 243.9498 | 338.9362 | 1532.9713 | 1345.1184 | 0 | 191.6267 | 578.0471 | 352.7135 | 632.904 | 2226.2753 | 0 | 5.8914 | 0.0060473 | 0 | 2.1913 | 0 | 0 | 1698.6891 | 0 | 0 | 0 | 10720.4599 | 31 | 17 | Spring
2018-01-31 18:00 | 1660.9963 | 264.8722 | 504.4497 | 1788.7538 | 1484.7794 | 0 | 212.5907 | 516.6361 | 424.6271 | 606.8963 | 2145.2711 | 0 | 4.5471 | 0.0059392 | 0 | 1.6913 | 0 | 0 | 1692.2875 | 0 | 0 | 0 | 11308.4046 | 31 | 18 | Spring
2018-01-31 19:00 | 1758.7826 | 293.318 | 699.788 | 1873.527 | 1541.0373 | 0 | 234.0577 | 477.3117 | 456.3981 | 585.5866 | 1939.6489 | 0 | 2.4791 | 0.0058598 | 0 | 0.92214 | 0 | 0 | 1706.7495 | 0 | 0 | 0 | 11569.6125 | 31 | 19 | Spring
2018-01-31 20:00 | 1808.1052 | 299.7754 | 798.7002 | 1863.9286 | 1510.5467 | 0 | 232.055 | 429.0974 | 433.8378 | 548.8527 | 1847.6458 | 0 | 1.9073 | 0.0057859 | 0 | 0.70945 | 0 | 0 | 1692.7344 | 0 | 0 | 0 | 11467.9019 | 31 | 20 | Spring
2018-01-31 21:00 | 1870.699 | 304.6668 | 737.7338 | 1780.0756 | 1451.9074 | 0 | 218.9978 | 380.3784 | 416.9044 | 446.1126 | 1751.3338 | 0 | 1.4404 | 0.0057076 | 0 | 0.53578 | 0 | 0 | 1665.7072 | 0 | 0 | 0 | 11026.4986 | 31 | 21 | Spring
2018-01-31 22:00 | 2003.6643 | 322.5427 | 549.1259 | 1735.5094 | 1357.628 | 0 | 137.5267 | 342.0171 | 387.4343 | 354.5425 | 1664.7943 | 0 | 0.93415 | 0.0054102 | 0 | 0.34746 | 0 | 0 | 1602.7232 | 0 | 0 | 0 | 10458.7954 | 31 | 22 | Spring
2018-01-31 23:00 | 2189.1124 | 340.5402 | 361.7378 | 1467.7888 | 1119.3058 | 0 | 152.6934 | 325.8339 | 334.9043 | 294.9391 | 1608.5029 | 0 | 0.66487 | 0.0059397 | 0 | 0.24731 | 0 | 0 | 1566.3466 | 0 | 0 | 0 | 9762.6233 | 31 | 23 | Spring
2018-02-01 | 2381.2275 | 358.977 | 143.9255 | 1086.9772 | 970.9735 | 0 | 176.2486 | 317.163 | 299.0758 | 251.7153 | 1571.4723 | 0 | 0.34145 | 0.0070492 | 0 | 0.12701 | 0 | 0 | 1518.8399 | 0 | 0 | 0 | 9077.0711 | 32 | 0 | Spring
2018-02-01 01:00 | 2561.9921 | 375.2117 | 92.4362 | 659.774 | 910.1973 | 0 | 196.3044 | 289.5998 | 279.9786 | 207.6391 | 1499.6921 | 0 | 0.21824 | 0.0059148 | 0 | 0.081178 | 0 | 0 | 1525.2254 | 0 | 0 | 0 | 8598.3562 | 32 | 1 | Spring
2018-02-01 02:00 | 2768.8415 | 393.1168 | 85.1121 | 488.6159 | 880.0015 | 0 | 197.5732 | 280.8453 | 269.4236 | 183.3235 | 1473.7262 | 0 | 0.10159 | 0.0058484 | 0 | 0.037788 | 0 | 0 | 1534.4963 | 0 | 0 | 0 | 8555.2212 | 32 | 2 | Spring
2018-02-01 03:00 | 3079.5878 | 414.742 | 83.4714 | 423.1339 | 868.0035 | 0 | 235.5081 | 288.7949 | 266.5045 | 174.3331 | 1441.5905 | 0 | 0.13076 | 0.0059398 | 0 | 0.048638 | 0 | 0 | 1513.8902 | 0 | 0 | 0 | 8789.7452 | 32 | 3 | Spring
2018-02-01 04:00 | 3379.4464 | 436.8872 | 83.4714 | 436.8747 | 866.4843 | 0 | 283.4942 | 306.2158 | 267.7548 | 176.2881 | 1406.1367 | 0 | 0.07122 | 0.0061572 | 0 | 0.026491 | 0 | 0 | 1545.7739 | 0 | 0 | 0 | 9188.9312 | 32 | 4 | Spring
2018-02-01 05:00 | 3653.7987 | 457.7841 | 83.8571 | 576.0636 | 892.852 | 0 | 334.12 | 331.7742 | 278.5034 | 209.986 | 1407.606 | 0 | 0.29944 | 0.006443 | 0 | 0.11138 | 0 | 0 | 1670.7463 | 0 | 0 | 0 | 9897.5085 | 32 | 5 | Spring
2018-02-01 06:00 | 3828.3919 | 471.8969 | 95.3155 | 949.8031 | 940.4411 | 0 | 437.0837 | 395.1943 | 308.7658 | 267.4004 | 1468.3202 | 0 | 0.77514 | 0.005676 | 0 | 0.28832 | 0 | 0 | 1669.798 | 0 | 0 | 0 | 10833.4801 | 32 | 6 | Spring
2018-02-01 07:00 | 3980.3264 | 483.1045 | 192.8259 | 1368.7841 | 1054.256 | 0 | 662.6589 | 483.0571 | 362.8946 | 352.3498 | 1779.6201 | 0 | 1.4254 | 0.005473 | 0 | 0.53019 | 0 | 0 | 1733.2335 | 0 | 0 | 0 | 12455.072 | 32 | 7 | Spring
2018-02-01 08:00 | 4019.5821 | 483.6784 | 265.3298 | 1458.7638 | 1173.7793 | 0 | 646.4041 | 546.0957 | 317.1551 | 485.0322 | 2017.8965 | 0 | 1.5422 | 0.0054983 | 0 | 0.57365 | 0 | 0 | 1802.1427 | 0 | 0 | 0 | 13217.9812 | 32 | 8 | Spring
2018-02-01 09:00 | 3807.9534 | 466.1131 | 268.1472 | 1487.719 | 1217.7222 | 0 | 604.1199 | 585.377 | 373.2298 | 737.8845 | 2257.9883 | 0 | 1.4101 | 0.0054542 | 0 | 0.52449 | 0 | 0 | 1844.6178 | 0 | 0 | 0 | 13652.8123 | 32 | 9 | Spring
2018-02-01 10:00 | 3500.859 | 445.9607 | 264.0341 | 1579.1267 | 1245.2345 | 0 | 549.1131 | 618.8481 | 427.9351 | 853.277 | 2464.3516 | 0 | 1.5551 | 0.0054437 | 0 | 0.57843 | 0 | 0 | 1788.9094 | 0 | 0 | 0 | 13739.7884 | 32 | 10 | Spring
2018-02-01 11:00 | 3205.2754 | 424.8061 | 248.944 | 1630.8582 | 1240.9544 | 0 | 496.586 | 644.7528 | 454.9391 | 912.2348 | 2619.0307 | 0 | 1.8727 | 0.0054511 | 0 | 0.69658 | 0 | 0 | 1774.7307 | 0 | 0 | 0 | 13655.6868 | 32 | 11 | Spring
2018-02-01 12:00 | 2953.9384 | 402.0418 | 230.7563 | 1587.5646 | 1242.0353 | 0 | 441.7924 | 654.095 | 462.2158 | 935.7264 | 2659.1363 | 0 | 2.1141 | 0.0054251 | 0 | 0.78635 | 0 | 0 | 1765.6179 | 0 | 0 | 0 | 13337.8261 | 32 | 12 | Spring
2018-02-01 13:00 | 2739.577 | 377.3539 | 220.5066 | 1458.1554 | 1251.6489 | 0 | 390.9815 | 651.526 | 458.611 | 921.5107 | 2631.5079 | 0 | 2.1337 | 0.0053981 | 0 | 0.79367 | 0 | 0 | 1760.3693 | 0 | 0 | 0 | 12864.681 | 32 | 13 | Spring
2018-02-01 14:00 | 2514.634 | 357.1204 | 213.3645 | 1278.9017 | 1209.7506 | 0 | 362.5236 | 644.5638 | 444.7978 | 883.6181 | 2553.0501 | 0 | 2.4166 | 0.0054772 | 0 | 0.89889 | 0 | 0 | 1747.5002 | 0 | 0 | 0 | 12213.1457 | 32 | 14 | Spring
2018-02-01 15:00 | 2417.6967 | 347.3099 | 216.1162 | 1233.771 | 1191.9017 | 0 | 350.7322 | 626.7621 | 418.3259 | 834.7275 | 2424.9496 | 0 | 3.3132 | 0.0055067 | 0 | 1.2324 | 0 | 0 | 1725.9208 | 0 | 0 | 0 | 11792.7644 | 32 | 15 | Spring
2018-02-01 16:00 | 2407.3738 | 350.9222 | 240.1587 | 1352.7111 | 1248.8278 | 0 | 358.8293 | 602.9211 | 385.0428 | 801.6663 | 2305.3861 | 0 | 4.4987 | 0.0057219 | 0 | 1.6733 | 0 | 0 | 1718.7584 | 0 | 0 | 0 | 11778.7754 | 32 | 16 | Spring
2018-02-01 17:00 | 2535.5934 | 361.4783 | 303.6143 | 1591.51 | 1354.0568 | 0 | 383.203 | 567.0993 | 352.7128 | 630.3801 | 2218.8984 | 0 | 5.5561 | 0.0058863 | 0 | 2.0667 | 0 | 0 | 1698.6241 | 0 | 0 | 0 | 12004.799 | 32 | 17 | Spring
2018-02-01 18:00 | 2679.4542 | 380.8573 | 439.0315 | 1875.1688 | 1498.8611 | 0 | 400.9878 | 518.5265 | 424.3901 | 605.8667 | 2147.8031 | 0 | 4.2961 | 0.0058012 | 0 | 1.598 | 0 | 0 | 1695.3199 | 0 | 0 | 0 | 12672.1669 | 32 | 18 | Spring
2018-02-01 19:00 | 2765.6019 | 387.2903 | 624.3877 | 1896.7639 | 1554.6099 | 0 | 410.7498 | 481.7983 | 456.397 | 585.7976 | 1949.5547 | 0 | 2.3485 | 0.0058754 | 0 | 0.87353 | 0 | 0 | 1714.7318 | 0 | 0 | 0 | 12830.9107 | 32 | 19 | Spring
2018-02-01 20:00 | 2842.1138 | 395.7902 | 775.4261 | 1845.6521 | 1521.9902 | 0 | 406.5029 | 438.358 | 433.8179 | 546.5473 | 1862.2369 | 0 | 1.8116 | 0.0058551 | 0 | 0.67385 | 0 | 0 | 1705.1398 | 0 | 0 | 0 | 12776.0665 | 32 | 20 | Spring
2018-02-01 21:00 | 2945.8815 | 402.4572 | 797.3179 | 1796.7117 | 1462.7146 | 0 | 389.7246 | 395.3439 | 416.262 | 446.565 | 1767.361 | 0 | 1.3881 | 0.00575 | 0 | 0.51632 | 0 | 0 | 1702.0813 | 0 | 0 | 0 | 12524.331 | 32 | 21 | Spring
2018-02-01 22:00 | 3047.7407 | 409.9818 | 628.3844 | 1663.1781 | 1365.3051 | 0 | 257.8974 | 355.3193 | 384.679 | 356.281 | 1678.2702 | 0 | 0.90069 | 0.0055493 | 0 | 0.33502 | 0 | 0 | 1638.2513 | 0 | 0 | 0 | 11786.5295 | 32 | 22 | Spring
2018-02-01 23:00 | 3190.147 | 422.4541 | 372.5227 | 1364.6672 | 1125.4235 | 0 | 273.869 | 341.2611 | 331.3634 | 293.7339 | 1615.7561 | 0 | 0.64358 | 0.0062444 | 0 | 0.23938 | 0 | 0 | 1607.4755 | 0 | 0 | 0 | 10939.5628 | 32 | 23 | Spring
2018-02-02 | 3342.5243 | 434.0873 | 144.8417 | 1000.336 | 974.0369 | 0 | 300.3807 | 334.6145 | 297.3906 | 251.4881 | 1570.2167 | 0 | 0.3504 | 0.0062467 | 0 | 0.13033 | 0 | 0 | 1559.013 | 0 | 0 | 0 | 10209.4168 | 33 | 0 | Winter Peak
2018-02-02 01:00 | 3451.3794 | 441.0467 | 92.3572 | 659.7747 | 910.2274 | 0 | 310.2646 | 305.1503 | 279.5245 | 209.6632 | 1506.1533 | 0 | 0.2228 | 0.0062417 | 0 | 0.082873 | 0 | 0 | 1556.8256 | 0 | 0 | 0 | 9722.6787 | 33 | 1 | Winter Peak
2018-02-02 02:00 | 3560.1812 | 447.3279 | 85.0571 | 488.9015 | 879.8657 | 0 | 295.2797 | 291.9428 | 269.2631 | 183.1543 | 1478.7407 | 0 | 0.10425 | 0.0062866 | 0 | 0.038777 | 0 | 0 | 1579.4663 | 0 | 0 | 0 | 9559.3296 | 33 | 2 | Winter Peak
2018-02-02 03:00 | 3739.4804 | 457.1121 | 83.4714 | 419.7379 | 867.6976 | 0 | 320.6532 | 297.807 | 266.4351 | 172.1556 | 1445.3137 | 0 | 0.13556 | 0.0063494 | 0 | 0.050425 | 0 | 0 | 1573.5454 | 0 | 0 | 0 | 9643.6018 | 33 | 3 | Winter Peak
2018-02-02 04:00 | 3892.5777 | 468.6594 | 83.4714 | 447.6021 | 866.7674 | 0 | 353.572 | 313.2828 | 267.7569 | 176.4527 | 1409.2703 | 0 | 0.074358 | 0.0066429 | 0 | 0.027658 | 0 | 0 | 1617.6341 | 0 | 0 | 0 | 9897.1553 | 33 | 4 | Winter Peak
2018-02-02 05:00 | 4094.123 | 485.2659 | 83.853 | 552.4762 | 892.5765 | 0 | 398.4222 | 339.1571 | 278.5651 | 209.3684 | 1411.641 | 0 | 0.31381 | 0.0068688 | 0 | 0.11673 | 0 | 0 | 1753.1018 | 0 | 0 | 0 | 10498.9876 | 33 | 5 | Winter Peak
2018-02-02 06:00 | 4260.8146 | 499.0362 | 95.2118 | 925.6801 | 940.1462 | 0 | 498.5129 | 402.5325 | 308.9087 | 266.8015 | 1471.3644 | 0 | 0.806 | 0.0059487 | 0 | 0.2998 | 0 | 0 | 1736.1615 | 0 | 0 | 0 | 11406.2822 | 33 | 6 | Winter Peak
2018-02-02 07:00 | 4403.9092 | 510.6758 | 188.8675 | 1340.7262 | 1049.4967 | 0 | 722.7081 | 488.2577 | 363.0902 | 352.4659 | 1781.3974 | 0 | 1.4728 | 0.0055958 | 0 | 0.54781 | 0 | 0 | 1790.8494 | 0 | 0 | 0 | 12994.4702 | 33 | 7 | Winter Peak
2018-02-02 08:00 | 4451.8826 | 515.2588 | 258.4586 | 1450.7203 | 1163.2359 | 0 | 723.9511 | 552.8156 | 306.9501 | 483.9835 | 2020.5106 | 0 | 1.5822 | 0.005491 | 0 | 0.58851 | 0 | 0 | 1848.8183 | 0 | 0 | 0 | 13778.7617 | 33 | 8 | Winter Peak
2018-02-02 09:00 | 4280.4489 | 504.9652 | 266.3816 | 1498.0277 | 1216.4294 | 0 | 690.0344 | 591.4449 | 373.5291 | 738.091 | 2263.4399 | 0 | 1.4326 | 0.0053531 | 0 | 0.53287 | 0 | 0 | 1874.1464 | 0 | 0 | 0 | 14298.9094 | 33 | 9 | Winter Peak
2018-02-02 10:00 | 3972.3305 | 482.9111 | 264.8774 | 1588.3947 | 1247.8565 | 0 | 628.7883 | 625.9315 | 428.1539 | 851.6418 | 2475.5218 | 0 | 1.5652 | 0.0052825 | 0 | 0.58221 | 0 | 0 | 1800.8504 | 0 | 0 | 0 | 14369.4105 | 33 | 10 | Winter Peak
2018-02-02 11:00 | 3642.4775 | 455.907 | 250.0739 | 1594.8037 | 1244.3389 | 0 | 565.2268 | 653.9978 | 455.0525 | 915.0918 | 2639.1871 | 0 | 1.8769 | 0.0052811 | 0 | 0.69814 | 0 | 0 | 1778.6445 | 0 | 0 | 0 | 14197.3818 | 33 | 11 | Winter Peak
2018-02-02 12:00 | 3337.039 | 431.7233 | 229.4756 | 1536.0909 | 1242.7284 | 0 | 503.0605 | 663.3932 | 462.2472 | 934.0779 | 2690.1353 | 0 | 2.1217 | 0.0052945 | 0 | 0.78918 | 0 | 0 | 1772.2658 | 0 | 0 | 0 | 13805.1531 | 33 | 12 | Winter Peak
2018-02-02 13:00 | 3085.2791 | 410.5777 | 219.1139 | 1466.3481 | 1251.084 | 0 | 448.7318 | 662.2982 | 458.6161 | 923.5746 | 2668.8029 | 0 | 2.136 | 0.0052569 | 0 | 0.79452 | 0 | 0 | 1762.2599 | 0 | 0 | 0 | 13359.6221 | 33 | 13 | Winter Peak
2018-02-02 14:00 | 2801.8685 | 387.0428 | 212.858 | 1301.8792 | 1211.1475 | 0 | 409.0076 | 656.5202 | 444.7996 | 882.5982 | 2591.1365 | 0 | 2.4256 | 0.0052993 | 0 | 0.90223 | 0 | 0 | 1754.2572 | 0 | 0 | 0 | 12656.4485 | 33 | 14 | Winter Peak
2018-02-02 15:00 | 2635.7034 | 371.8022 | 214.6761 | 1246.5539 | 1192.6764 | 0 | 388.2328 | 636.7686 | 418.3241 | 840.1227 | 2458.6795 | 0 | 3.3107 | 0.0053528 | 0 | 1.2314 | 0 | 0 | 1724.6514 | 0 | 0 | 0 | 12132.7385 | 33 | 15 | Winter Peak
2018-02-02 16:00 | 2594.9266 | 370.1196 | 238.3619 | 1376.567 | 1248.834 | 0 | 385.0708 | 610.4194 | 385.0424 | 800.5142 | 2330.3807 | 0 | 4.48 | 0.0055013 | 0 | 1.6664 | 0 | 0 | 1711.7568 | 0 | 0 | 0 | 12058.1453 | 33 | 16 | Winter Peak
2018-02-02 17:00 | 2669.8021 | 371.6596 | 303.7475 | 1567.9849 | 1353.4847 | 0 | 389.5369 | 572.5023 | 352.7127 | 632.8041 | 2231.4381 | 0 | 5.5489 | 0.0057138 | 0 | 2.064 | 0 | 0 | 1696.7021 | 0 | 0 | 0 | 12149.9937 | 33 | 17 | Winter Peak
2018-02-02 18:00 | 2808.971 | 376.3535 | 441.5139 | 1817.4306 | 1501.874 | 0 | 406.5373 | 522.5046 | 423.7005 | 608.4186 | 2150.4236 | 0 | 4.2967 | 0.0057174 | 0 | 1.5982 | 0 | 0 | 1695.7641 | 0 | 0 | 0 | 12759.3924 | 33 | 18 | Winter Peak
2018-02-02 19:00 | 2989.878 | 387.0058 | 625.2775 | 1867.673 | 1558.8333 | 0 | 425.5168 | 485.8877 | 456.4114 | 587.9595 | 1942.5304 | 0 | 2.3378 | 0.005696 | 0 | 0.86958 | 0 | 0 | 1706.8313 | 0 | 0 | 0 | 13037.0177 | 33 | 19 | Winter Peak
2018-02-02 20:00 | 3127.9051 | 395.7999 | 775.0307 | 1821.2792 | 1525.6378 | 0 | 428.4819 | 441.9692 | 433.8131 | 550.9748 | 1847.9887 | 0 | 1.7995 | 0.0057286 | 0 | 0.66933 | 0 | 0 | 1693.8546 | 0 | 0 | 0 | 13045.2096 | 33 | 20 | Winter Peak
2018-02-02 21:00 | 3234.0376 | 402.8863 | 796.3594 | 1768.1598 | 1465.9774 | 0 | 417.9937 | 399.7538 | 416.2357 | 449.514 | 1750.3133 | 0 | 1.3781 | 0.0056583 | 0 | 0.5126 | 0 | 0 | 1689.5995 | 0 | 0 | 0 | 12792.727 | 33 | 21 | Winter Peak
2018-02-02 22:00 | 3365.5105 | 414.1856 | 625.7898 | 1650.4306 | 1364.723 | 0 | 295.1312 | 360.5706 | 384.597 | 357.5951 | 1662.5902 | 0 | 0.88894 | 0.0054487 | 0 | 0.33065 | 0 | 0 | 1617.4583 | 0 | 0 | 0 | 12099.8069 | 33 | 22 | Winter Peak
2018-02-02 23:00 | 3570.9549 | 428.5417 | 372.3778 | 1359.4925 | 1123.2054 | 0 | 319.3662 | 347.3834 | 331.1797 | 296.2942 | 1606.9977 | 0 | 0.62955 | 0.0060911 | 0 | 0.23417 | 0 | 0 | 1571.8224 | 0 | 0 | 0 | 11328.4858 | 33 | 23 | Winter Peak
2018-02-03 | 3743.4702 | 445.5792 | 144.0995 | 969.7715 | 972.92 | 0 | 341.5511 | 340.1599 | 297.0686 | 253.9558 | 1570.7655 | 0 | 0.33406 | 0.0060449 | 0 | 0.12426 | 0 | 0 | 1486.3371 | 0 | 0 | 0 | 10566.1429 | 34 | 0 | Winter Peak
2018-02-03 01:00 | 3847.6867 | 454.823 | 92.2991 | 666.1466 | 909.9992 | 0 | 373.2954 | 319.7648 | 262.7998 | 185.4339 | 1547.7876 | 0 | 0.21036 | 0.0060477 | 0 | 0.078245 | 0 | 0 | 1469.4228 | 0 | 0 | 0 | 10129.7537 | 34 | 1 | Winter Peak
2018-02-03 02:00 | 3923.3325 | 458.9196 | 85.022 | 504.5728 | 880.1923 | 0 | 349.1329 | 307.2245 | 255.9752 | 173.5934 | 1557.1641 | 0 | 0.097734 | 0.0054428 | 0 | 0.036353 | 0 | 0 | 1481.0128 | 0 | 0 | 0 | 9976.2817 | 34 | 2 | Winter Peak
2018-02-03 03:00 | 4133.4082 | 470.3092 | 83.0738 | 417.6199 | 867.8818 | 0 | 366.3531 | 308.6219 | 250.1968 | 174.8631 | 1530.9542 | 0 | 0.12607 | 0.0054828 | 0 | 0.046893 | 0 | 0 | 1466.9845 | 0 | 0 | 0 | 10070.4448 | 34 | 3 | Winter Peak
2018-02-03 04:00 | 4211.0807 | 481.1729 | 83.0738 | 416.8691 | 866.7694 | 0 | 384.3318 | 318.8972 | 248.3003 | 192.2657 | 1497.1429 | 0 | 0.068421 | 0.0056423 | 0 | 0.02545 | 0 | 0 | 1492.0219 | 0 | 0 | 0 | 10192.0252 | 34 | 4 | Winter Peak
2018-02-03 05:00 | 4280.7159 | 491.446 | 83.7305 | 435.5194 | 886.4719 | 0 | 408.2032 | 333.206 | 250.4716 | 212.1877 | 1449.9068 | 0 | 0.28703 | 0.0058002 | 0 | 0.10676 | 0 | 0 | 1602.1085 | 0 | 0 | 0 | 10434.367 | 34 | 5 | Winter Peak
2018-02-03 06:00 | 4360.7608 | 499.1367 | 90.5089 | 557.1845 | 914.7436 | 0 | 470.8016 | 359.159 | 255.7728 | 244.1571 | 1396.508 | 0 | 0.73967 | 0.0058113 | 0 | 0.27513 | 0 | 0 | 1595.2921 | 0 | 0 | 0 | 10745.0457 | 34 | 6 | Winter Peak
2018-02-03 07:00 | 4449.4465 | 507.002 | 133.2201 | 816.8268 | 973.2329 | 0 | 655.0557 | 414.3927 | 271.7089 | 301.6398 | 1505.2127 | 0 | 1.3733 | 0.0055977 | 0 | 0.51081 | 0 | 0 | 1671.1885 | 0 | 0 | 0 | 11700.8163 | 34 | 7 | Winter Peak
2018-02-03 08:00 | 4480.5042 | 509.9529 | 208.1351 | 1190.5063 | 1088.4581 | 0 | 633.1802 | 442.0525 | 167.8823 | 348.5996 | 1486.0485 | 0 | 1.51 | 0.0055917 | 0 | 0.56167 | 0 | 0 | 1765.8395 | 0 | 0 | 0 | 12323.2366 | 34 | 8 | Winter Peak
2018-02-03 09:00 | 4264.5343 | 493.7671 | 284.243 | 1496.2316 | 1229.7158 | 0 | 600.7393 | 471.8227 | 189.3831 | 498.1174 | 1459.9881 | 0 | 1.3994 | 0.0055072 | 0 | 0.5205 | 0 | 0 | 1831.3232 | 0 | 0 | 0 | 12821.7908 | 34 | 9 | Winter Peak
2018-02-03 10:00 | 4013.7482 | 472.1724 | 326.8888 | 1682.6558 | 1315.6333 | 0 | 567.9886 | 512.3447 | 216.2907 | 562.5851 | 1471.5645 | 0 | 1.5588 | 0.0054124 | 0 | 0.5798 | 0 | 0 | 1793.8418 | 0 | 0 | 0 | 12937.8579 | 34 | 10 | Winter Peak
2018-02-03 11:00 | 3739.4569 | 452.4824 | 318.3569 | 1725.7953 | 1323.1711 | 0 | 527.3496 | 542.8388 | 230.3457 | 603.7255 | 1533.5512 | 0 | 1.9023 | 0.0053909 | 0 | 0.7076 | 0 | 0 | 1803.301 | 0 | 0 | 0 | 12802.9897 | 34 | 11 | Winter Peak
2018-02-03 12:00 | 3478.1287 | 435.4508 | 291.6533 | 1769.7107 | 1319.9363 | 0 | 482.161 | 561.4631 | 237.352 | 637.8957 | 1574.19 | 0 | 2.1918 | 0.0054874 | 0 | 0.81527 | 0 | 0 | 1830.9712 | 0 | 0 | 0 | 12621.9254 | 34 | 12 | Winter Peak
2018-02-03 13:00 | 3240.6811 | 411.8323 | 280.5757 | 1742.6727 | 1330.6802 | 0 | 440.1098 | 567.6056 | 239.1115 | 658.6866 | 1597.9018 | 0 | 2.2209 | 0.0054191 | 0 | 0.82608 | 0 | 0 | 1832.4431 | 0 | 0 | 0 | 12345.3529 | 34 | 13 | Winter Peak
2018-02-03 14:00 | 2968.8842 | 383.9448 | 274.7021 | 1622.8255 | 1291.4143 | 0 | 408.6811 | 565.9942 | 238.5164 | 673.7207 | 1609.9614 | 0 | 2.5464 | 0.0054909 | 0 | 0.94715 | 0 | 0 | 1842.0378 | 0 | 0 | 0 | 11884.1814 | 34 | 14 | Winter Peak
2018-02-03 15:00 | 2795.9781 | 367.8976 | 280.7301 | 1595.4547 | 1275.7597 | 0 | 390.0556 | 556.9403 | 234.9383 | 678.4546 | 1631.1355 | 0 | 3.5119 | 0.0055892 | 0 | 1.3063 | 0 | 0 | 1830.0775 | 0 | 0 | 0 | 11642.2458 | 34 | 15 | Winter Peak
2018-02-03 16:00 | 2694.0878 | 358.3962 | 300.2906 | 1577.0014 | 1329.6764 | 0 | 376.9137 | 544.3269 | 229.9111 | 664.2412 | 1678.883 | 0 | 4.7392 | 0.0057356 | 0 | 1.7628 | 0 | 0 | 1811.2235 | 0 | 0 | 0 | 11571.4595 | 34 | 16 | Winter Peak
2018-02-03 17:00 | 2722.5485 | 360.4088 | 361.9978 | 1718.5723 | 1428.4575 | 0 | 381.8047 | 525.7936 | 225.8078 | 552.1111 | 1741.6208 | 0 | 5.6648 | 0.0057751 | 0 | 2.1071 | 0 | 0 | 1732.6404 | 0 | 0 | 0 | 11759.541 | 34 | 17 | Winter Peak
2018-02-03 18:00 | 2844.0825 | 373.2612 | 485.8973 | 1890.8699 | 1556.9612 | 0 | 408.3813 | 491.6514 | 326.674 | 533.7546 | 1803.5482 | 0 | 4.2972 | 0.0057695 | 0 | 1.5984 | 0 | 0 | 1696.4038 | 0 | 0 | 0 | 12417.3868 | 34 | 18 | Winter Peak
2018-02-03 19:00 | 2955.7555 | 386.1636 | 658.2014 | 1979.2775 | 1590.3209 | 0 | 430.4319 | 463.9 | 385.2142 | 505.0851 | 1709.4431 | 0 | 2.3181 | 0.0058212 | 0 | 0.86224 | 0 | 0 | 1693.292 | 0 | 0 | 0 | 12760.2714 | 34 | 19 | Winter Peak
2018-02-03 20:00 | 3031.9053 | 392.7566 | 814.5774 | 1893.1962 | 1555.8125 | 0 | 438.3547 | 436.0239 | 385.5904 | 463.2664 | 1699.4077 | 0 | 1.7666 | 0.0057837 | 0 | 0.65711 | 0 | 0 | 1663.5362 | 0 | 0 | 0 | 12776.8567 | 34 | 20 | Winter Peak
2018-02-03 21:00 | 3111.2386 | 397.9446 | 825.8014 | 1799.3723 | 1489.829 | 0 | 432.4107 | 413.5543 | 382.351 | 403.6886 | 1680.8259 | 0 | 1.353 | 0.005695 | 0 | 0.50328 | 0 | 0 | 1659.075 | 0 | 0 | 0 | 12597.9535 | 34 | 21 | Winter Peak
2018-02-03 22:00 | 3210.8446 | 404.4164 | 656.011 | 1668.4459 | 1393.4586 | 0 | 292.4134 | 369.1583 | 359.3392 | 350.2791 | 1637.0345 | 0 | 0.87608 | 0.0055149 | 0 | 0.32587 | 0 | 0 | 1594.0791 | 0 | 0 | 0 | 11936.6874 | 34 | 22 | Winter Peak
2018-02-03 23:00 | 3408.7085 | 415.1309 | 406.2611 | 1445.819 | 1158.6301 | 0 | 319.6003 | 349.7287 | 310.6487 | 281.255 | 1581.5595 | 0 | 0.60864 | 0.0053416 | 0 | 0.22639 | 0 | 0 | 1520.1612 | 0 | 0 | 0 | 11198.3434 | 34 | 23 | Winter Peak
2018-02-04 | 3513.6899 | 425.7394 | 154.6784 | 989.5637 | 997.258 | 0 | 335.7242 | 332.3506 | 276.083 | 220.2084 | 1542.7824 | 0 | 0.80594 | 0.0078025 | 0 | 0.29978 | 0 | 0 | 1059.8657 | 0 | 0 | 0 | 9849.0572 | 35 | 0 | Summer
2018-02-04 01:00 | 3605.0621 | 434.6753 | 95.2881 | 660.3703 | 923.5656 | 0 | 325.9206 | 317.5792 | 254.282 | 188.3135 | 1415.5104 | 0 | 0.32013 | 0.0072043 | 0 | 0.11907 | 0 | 0 | 1053.4566 | 0 | 0 | 0 | 9274.47 | 35 | 1 | Summer
2018-02-04 02:00 | 3714.2982 | 442.8732 | 85.5667 | 506.2503 | 885.9945 | 0 | 320.0029 | 309.5633 | 246.2238 | 175.2771 | 1436.644 | 0 | 0.26875 | 0.0076558 | 0 | 0.099965 | 0 | 0 | 989.5893 | 0 | 0 | 0 | 9112.6598 | 35 | 2 | Summer
2018-02-04 03:00 | 3846.5379 | 453.1097 | 83.0738 | 434.6513 | 870.7195 | 0 | 350.2296 | 311.5782 | 241.1178 | 180.7075 | 1430.7921 | 0 | 0.19087 | 0.0077313 | 0 | 0.070997 | 0 | 0 | 942.7047 | 0 | 0 | 0 | 9145.4916 | 35 | 3 | Summer
2018-02-04 04:00 | 3968.8491 | 467.5952 | 83.0738 | 412.6612 | 867.8213 | 0 | 382.8768 | 316.7225 | 237.6324 | 197.4107 | 1387.7021 | 0 | 0.036378 | 0.007697 | 0 | 0.013531 | 0 | 0 | 929.6569 | 0 | 0 | 0 | 9252.0595 | 35 | 4 | Summer
2018-02-04 05:00 | 4201.3319 | 488.5104 | 83.7548 | 447.3398 | 887.2182 | 0 | 408.5747 | 322.8012 | 242.2733 | 217.2248 | 1354.8697 | 0 | 0.11346 | 0.0078809 | 0 | 0.042201 | 0 | 0 | 950.0685 | 0 | 0 | 0 | 9604.1307 | 35 | 5 | Summer
2018-02-04 06:00 | 4406.6696 | 505.8618 | 90.9375 | 556.2118 | 915.0416 | 0 | 491.6712 | 359.8586 | 251.3872 | 252.0535 | 1320.1457 | 0 | 0.23445 | 0.0072449 | 0 | 0.087204 | 0 | 0 | 926.5391 | 0 | 0 | 0 | 10076.7065 | 35 | 6 | Summer
2018-02-04 07:00 | 4523.4205 | 516.5671 | 133.0124 | 849.1877 | 972.3448 | 0 | 681.7163 | 397.6124 | 264.4863 | 304.343 | 1265.2003 | 0 | 0.42767 | 0.0074209 | 0 | 0.15908 | 0 | 0 | 958.5742 | 0 | 0 | 0 | 10867.0592 | 35 | 7 | Summer
2018-02-04 08:00 | 4509.7653 | 519.413 | 210.3069 | 1221.334 | 1090.5228 | 0 | 640.3111 | 407.5778 | 142.88 | 340.2187 | 1235.8067 | 0 | 0.80271 | 0.0075945 | 0 | 0.29857 | 0 | 0 | 949.2316 | 0 | 0 | 0 | 11268.4768 | 35 | 8 | Summer
2018-02-04 09:00 | 4317.408 | 508.7503 | 286.0355 | 1513.5627 | 1230.4735 | 0 | 611.7474 | 416.2194 | 137.9289 | 487.9027 | 1275.7444 | 0 | 1.4052 | 0.0062604 | 0 | 0.52267 | 0 | 0 | 939.4372 | 0 | 0 | 0 | 11727.1441 | 35 | 9 | Summer
2018-02-04 10:00 | 4083.4533 | 493.4609 | 326.0647 | 1703.6445 | 1313.3076 | 0 | 576.9793 | 439.6327 | 158.1587 | 534.9008 | 1293.7131 | 0 | 1.8981 | 0.0062256 | 0 | 0.706 | 0 | 0 | 930.5476 | 0 | 0 | 0 | 11856.4736 | 35 | 10 | Summer
2018-02-04 11:00 | 3773.522 | 471.1551 | 319.7392 | 1702.1598 | 1322.3 | 0 | 530.6636 | 450.3011 | 177.2739 | 562.543 | 1309.5744 | 0 | 2.4707 | 0.0062546 | 0 | 0.91898 | 0 | 0 | 959.4057 | 0 | 0 | 0 | 11582.0338 | 35 | 11 | Summer
2018-02-04 12:00 | 3429.389 | 446.8496 | 295.7646 | 1722.2358 | 1322.8894 | 0 | 474.8739 | 456.2915 | 191.8208 | 590.4202 | 1337.8689 | 0 | 3.118 | 0.0063563 | 0 | 1.1598 | 0 | 0 | 960.9237 | 0 | 0 | 0 | 11233.6115 | 35 | 12 | Summer
2018-02-04 13:00 | 3141.6553 | 423.5574 | 280.9226 | 1776.4397 | 1329.8983 | 0 | 425.5824 | 461.3117 | 200.512 | 610.1352 | 1390.8021 | 0 | 3.2228 | 0.0064796 | 0 | 1.1987 | 0 | 0 | 967.5108 | 0 | 0 | 0 | 11012.7553 | 35 | 13 | Summer
2018-02-04 14:00 | 2860.4137 | 396.3457 | 273.5937 | 1601.0412 | 1288.8867 | 0 | 389.7648 | 461.5231 | 204.1428 | 623.4458 | 1432.3599 | 0 | 3.3637 | 0.0064784 | 0 | 1.2512 | 0 | 0 | 975.9358 | 0 | 0 | 0 | 10512.0745 | 35 | 14 | Summer
2018-02-04 15:00 | 2676.0992 | 376.7243 | 278.9835 | 1548.1017 | 1273.4755 | 0 | 367.0022 | 455.3694 | 202.0859 | 635.2358 | 1477.5118 | 0 | 3.6152 | 0.0066057 | 0 | 1.3447 | 0 | 0 | 978.1042 | 0 | 0 | 0 | 10273.6599 | 35 | 15 | Summer
2018-02-04 16:00 | 2561.052 | 364.2484 | 299.3815 | 1641.7534 | 1329.5212 | 0 | 349.2829 | 445.5872 | 194.6806 | 629.6921 | 1516.5853 | 0 | 4.1986 | 0.0082827 | 0 | 1.5617 | 0 | 0 | 1003.0511 | 0 | 0 | 0 | 10340.6043 | 35 | 16 | Summer
2018-02-04 17:00 | 2610.8646 | 367.9824 | 363.0581 | 1753.2188 | 1433.317 | 0 | 360.5476 | 437.2673 | 185.3981 | 524.6207 | 1545.832 | 0 | 3.8874 | 0.0083842 | 0 | 1.4459 | 0 | 0 | 994.2819 | 0 | 0 | 0 | 10581.7303 | 35 | 17 | Summer
2018-02-04 18:00 | 2742.6493 | 379.3125 | 481.3801 | 1886.9033 | 1556.6241 | 0 | 394.1186 | 420.0801 | 277.6289 | 512.9741 | 1571.18 | 0 | 4.4894 | 0.0068105 | 0 | 1.6699 | 0 | 0 | 974.5995 | 0 | 0 | 0 | 11203.6166 | 35 | 18 | Summer
2018-02-04 19:00 | 2819.3417 | 386.0357 | 653.2029 | 1933.4888 | 1589.7757 | 0 | 410.9598 | 411.0259 | 327.082 | 489.5276 | 1583.9365 | 0 | 4.4681 | 0.00834 | 0 | 1.6619 | 0 | 0 | 987.7324 | 0 | 0 | 0 | 11598.2473 | 35 | 19 | Summer
2018-02-04 20:00 | 2875.9487 | 390.7042 | 803.3113 | 1856.8601 | 1550.0224 | 0 | 420.9486 | 399.4394 | 315.4817 | 449.1498 | 1561.8899 | 0 | 3.733 | 0.0083518 | 0 | 1.3885 | 0 | 0 | 991.1728 | 0 | 0 | 0 | 11620.0586 | 35 | 20 | Summer
2018-02-04 21:00 | 2943.9643 | 397.2209 | 823.883 | 1810.88 | 1484.1077 | 0 | 417.4094 | 386.6359 | 303.6159 | 399.2891 | 1527.7768 | 0 | 3.1391 | 0.0080887 | 0 | 1.1676 | 0 | 0 | 1003.0129 | 0 | 0 | 0 | 11502.1107 | 35 | 21 | Summer
2018-02-04 22:00 | 3027.0065 | 404.9502 | 649.2023 | 1702.166 | 1386.0988 | 0 | 281.7324 | 357.6597 | 292.2346 | 347.4387 | 1478.6656 | 0 | 2.4227 | 0.0084885 | 0 | 0.90114 | 0 | 0 | 1029.7358 | 0 | 0 | 0 | 10960.223 | 35 | 22 | Summer
2018-02-04 23:00 | 3153.8669 | 418.7874 | 404.9224 | 1409.4183 | 1156.2467 | 0 | 309.6414 | 353.0972 | 280.3088 | 282.4364 | 1425.497 | 0 | 1.593 | 0.0075687 | 0 | 0.59254 | 0 | 0 | 1065.3322 | 0 | 0 | 0 | 10261.7479 | 35 | 23 | Summer
2018-02-05 | 3266.2105 | 431.1345 | 155.2041 | 994.0896 | 998.2265 | 0 | 330.7059 | 346.5854 | 267.4478 | 225.6119 | 1387.8625 | 0 | 0.82322 | 0.0073677 | 0 | 0.30621 | 0 | 0 | 1082.6504 | 0 | 0 | 0 | 9486.866 | 36 | 0 | Spring
2018-02-05 01:00 | 3308.2477 | 435.2732 | 94.9201 | 666.2276 | 922.0837 | 0 | 328.1827 | 314.846 | 279.5264 | 210.3733 | 1505.9626 | 0 | 0.32377 | 0.0079184 | 0 | 0.12043 | 0 | 0 | 1065.8907 | 0 | 0 | 0 | 9131.986 | 36 | 1 | Spring
2018-02-05 02:00 | 3332.6912 | 437.4341 | 85.5817 | 504.7016 | 885.7895 | 0 | 288.0979 | 297.2252 | 269.2645 | 181.2963 | 1478.6466 | 0 | 0.27473 | 0.0078468 | 0 | 0.10219 | 0 | 0 | 1010.3489 | 0 | 0 | 0 | 8771.4624 | 36 | 2 | Spring
2018-02-05 03:00 | 3461.3098 | 444.982 | 83.4714 | 438.598 | 870.7599 | 0 | 303.4368 | 302.219 | 266.4335 | 172.7575 | 1445.5446 | 0 | 0.19511 | 0.0078534 | 0 | 0.072572 | 0 | 0 | 962.7749 | 0 | 0 | 0 | 8752.5631 | 36 | 3 | Spring
2018-02-05 04:00 | 3572.93 | 453.9234 | 83.4714 | 447.0126 | 868.0702 | 0 | 331.3803 | 317.926 | 267.755 | 176.2579 | 1409.419 | 0 | 0.036895 | 0.0079105 | 0 | 0.013723 | 0 | 0 | 949.5679 | 0 | 0 | 0 | 8877.7723 | 36 | 4 | Spring
2018-02-05 05:00 | 3726.422 | 467.2593 | 83.8508 | 579.332 | 893.2284 | 0 | 368.3606 | 341.6487 | 278.5289 | 206.9653 | 1411.5797 | 0 | 0.11549 | 0.0079193 | 0 | 0.042956 | 0 | 0 | 966.3492 | 0 | 0 | 0 | 9323.6911 | 36 | 5 | Spring
2018-02-05 06:00 | 3808.9556 | 474.6681 | 95.3464 | 969.5627 | 940.7117 | 0 | 461.7274 | 401.6071 | 308.6883 | 266.6716 | 1471.0486 | 0 | 0.24212 | 0.0074123 | 0 | 0.09006 | 0 | 0 | 954.9079 | 0 | 0 | 0 | 10154.2351 | 36 | 6 | Spring
2018-02-05 07:00 | 3863.2843 | 478.4581 | 193.7063 | 1346.9794 | 1053.3458 | 0 | 688.1195 | 486.1676 | 362.4822 | 353.8638 | 1780.761 | 0 | 0.43645 | 0.0077511 | 0 | 0.16234 | 0 | 0 | 976.7456 | 0 | 0 | 0 | 11584.5203 | 36 | 7 | Spring
2018-02-05 08:00 | 3854.2137 | 479.0665 | 264.5466 | 1468.2819 | 1166.3598 | 0 | 667.5679 | 549.9696 | 303.4855 | 483.4304 | 2019.6483 | 0 | 0.80824 | 0.0064963 | 0 | 0.30063 | 0 | 0 | 955.6786 | 0 | 0 | 0 | 12213.3642 | 36 | 8 | Spring
2018-02-05 09:00 | 3671.9417 | 465.6889 | 269.0381 | 1481.2388 | 1213.0349 | 0 | 617.204 | 588.5646 | 373.1925 | 739.2315 | 2262.3134 | 0 | 1.3767 | 0.0064195 | 0 | 0.51209 | 0 | 0 | 920.4671 | 0 | 0 | 0 | 12603.8108 | 36 | 9 | Spring
2018-02-05 10:00 | 3361.7348 | 441.1491 | 262.6538 | 1523.2834 | 1243.1045 | 0 | 536.4773 | 625.7445 | 427.9549 | 852.5851 | 2474.8876 | 0 | 1.831 | 0.0056447 | 0 | 0.68107 | 0 | 0 | 897.8774 | 0 | 0 | 0 | 12649.9701 | 36 | 10 | Spring
2018-02-05 11:00 | 3014.745 | 412.0819 | 248.4761 | 1604.5597 | 1241.111 | 0 | 459.7746 | 652.0075 | 455.032 | 914.4895 | 2638.8292 | 0 | 2.3802 | 0.0063777 | 0 | 0.88533 | 0 | 0 | 924.2959 | 0 | 0 | 0 | 12568.6742 | 36 | 11 | Spring
2018-02-05 12:00 | 2739.5285 | 385.0311 | 228.2158 | 1552.1015 | 1241.3153 | 0 | 398.9914 | 664.467 | 462.2699 | 935.3137 | 2689.9765 | 0 | 3.0042 | 0.0064746 | 0 | 1.1174 | 0 | 0 | 925.8103 | 0 | 0 | 0 | 12227.1489 | 36 | 12 | Spring
2018-02-05 13:00 | 2509.1733 | 358.7881 | 220.3635 | 1440.9777 | 1251.9109 | 0 | 344.2699 | 666.0613 | 458.6284 | 923.1226 | 2668.6977 | 0 | 3.0853 | 0.0058282 | 0 | 1.1476 | 0 | 0 | 926.3749 | 0 | 0 | 0 | 11772.6069 | 36 | 13 | Spring
2018-02-05 14:00 | 2241.4564 | 331.8862 | 211.656 | 1318.8173 | 1208.0437 | 0 | 303.9333 | 660.8766 | 444.9337 | 882.2065 | 2591.0355 | 0 | 3.2069 | 0.0065888 | 0 | 1.1928 | 0 | 0 | 930.4668 | 0 | 0 | 0 | 11129.7183 | 36 | 14 | Spring
2018-02-05 15:00 | 2086.0092 | 315.1791 | 213.8981 | 1268.5919 | 1190.5256 | 0 | 281.4691 | 640.4002 | 418.6017 | 836.4654 | 2458.7766 | 0 | 3.4101 | 0.0065999 | 0 | 1.2684 | 0 | 0 | 922.5971 | 0 | 0 | 0 | 10637.199 | 36 | 15 | Spring
2018-02-05 16:00 | 2004.5305 | 306.34 | 240.1463 | 1350.8848 | 1247.4109 | 0 | 279.0544 | 616.0099 | 385.4904 | 801.457 | 2330.8758 | 0 | 3.9626 | 0.0068049 | 0 | 1.4739 | 0 | 0 | 946.7621 | 0 | 0 | 0 | 10514.4054 | 36 | 16 | Spring
2018-02-05 17:00 | 2058.3249 | 308.4824 | 304.7813 | 1586.3792 | 1351.0588 | 0 | 293.5257 | 578.435 | 352.9692 | 631.4331 | 2232.0612 | 0 | 3.6775 | 0.0069539 | 0 | 1.3679 | 0 | 0 | 940.8162 | 0 | 0 | 0 | 10643.3193 | 36 | 17 | Spring
2018-02-05 18:00 | 2223.4671 | 323.3248 | 437.9333 | 1831.2927 | 1495.6419 | 0 | 317.2865 | 521.9405 | 422.7473 | 604.7682 | 2151.2535 | 0 | 4.348 | 0.007002 | 0 | 1.6173 | 0 | 0 | 944.4299 | 0 | 0 | 0 | 11280.058 | 36 | 18 | Spring
2018-02-05 19:00 | 2409.059 | 343.8208 | 624.306 | 1896.7505 | 1553.1041 | 0 | 346.3243 | 482.446 | 456.6614 | 586.3035 | 1943.2761 | 0 | 4.3988 | 0.0070309 | 0 | 1.6362 | 0 | 0 | 972.054 | 0 | 0 | 0 | 11620.1477 | 36 | 19 | Spring
2018-02-05 20:00 | 2564.9987 | 359.9638 | 774.7336 | 1868.2556 | 1519.3718 | 0 | 357.1073 | 436.0895 | 434.0916 | 547.8959 | 1848.5402 | 0 | 3.7143 | 0.0070032 | 0 | 1.3816 | 0 | 0 | 985.5332 | 0 | 0 | 0 | 11701.684 | 36 | 20 | Spring
2018-02-05 21:00 | 2719.7136 | 374.4491 | 789.0346 | 1813.8176 | 1460.2302 | 0 | 349.5798 | 391.6595 | 416.442 | 445.8471 | 1750.6478 | 0 | 3.1688 | 0.008374 | 0 | 1.1787 | 0 | 0 | 1011.5792 | 0 | 0 | 0 | 11527.3564 | 36 | 21 | Spring
2018-02-05 22:00 | 2867.0013 | 387.7934 | 619.8442 | 1672.1245 | 1362.5836 | 0 | 222.8296 | 352.2345 | 384.8451 | 355.1067 | 1662.745 | 0 | 2.4325 | 0.0082401 | 0 | 0.90481 | 0 | 0 | 1034.3461 | 0 | 0 | 0 | 10924.7995 | 36 | 22 | Spring
2018-02-05 23:00 | 3050.6483 | 401.6119 | 369.6133 | 1404.7773 | 1124.2718 | 0 | 241.4955 | 338.3833 | 331.3103 | 293.076 | 1607.0386 | 0 | 1.6 | 0.0066174 | 0 | 0.59513 | 0 | 0 | 1070.1377 | 0 | 0 | 0 | 10234.5656 | 36 | 23 | Spring
2018-02-06 | 3231.8249 | 415.0545 | 144.7181 | 994.1516 | 973.8513 | 0 | 266.2663 | 330.5408 | 297.0712 | 252.988 | 1570.8671 | 0 | 0.33233 | 0.0058167 | 0 | 0.12361 | 0 | 0 | 1480.3372 | 0 | 0 | 0 | 9958.1326 | 37 | 0 | Winter Peak
2018-02-06 01:00 | 3366.8087 | 427.6882 | 92.5206 | 653.962 | 911.2834 | 0 | 278.8746 | 300.0648 | 279.5264 | 207.8453 | 1505.9626 | 0 | 0.20917 | 0.0056554 | 0 | 0.077803 | 0 | 0 | 1461.7791 | 0 | 0 | 0 | 9486.6085 | 37 | 1 | Winter Peak
2018-02-06 02:00 | 3495.1528 | 436.8979 | 85.1029 | 486.6283 | 880.5128 | 0 | 269.4425 | 290.516 | 269.2645 | 181.6904 | 1478.6466 | 0 | 0.098689 | 0.0057188 | 0 | 0.036708 | 0 | 0 | 1487.0387 | 0 | 0 | 0 | 9361.0346 | 37 | 2 | Winter Peak
2018-02-06 03:00 | 3754.8715 | 451.4523 | 83.4714 | 415.6113 | 867.9385 | 0 | 296.9067 | 298.2003 | 266.4335 | 173.4395 | 1445.5446 | 0 | 0.12807 | 0.0058054 | 0 | 0.047638 | 0 | 0 | 1486.6109 | 0 | 0 | 0 | 9540.662 | 37 | 3 | Winter Peak
2018-02-06 04:00 | 3917.7015 | 461.8629 | 83.4714 | 454.2435 | 866.9091 | 0 | 326.5462 | 313.3899 | 267.755 | 175.6385 | 1409.419 | 0 | 0.070226 | 0.0059279 | 0 | 0.026121 | 0 | 0 | 1525.2805 | 0 | 0 | 0 | 9802.3199 | 37 | 4 | Winter Peak
2018-02-06 05:00 | 4063.7038 | 471.3593 | 83.873 | 578.4465 | 893.3446 | 0 | 366.1918 | 337.8177 | 278.5289 | 209.3614 | 1411.5797 | 0 | 0.29514 | 0.0062161 | 0 | 0.10978 | 0 | 0 | 1648.5955 | 0 | 0 | 0 | 10343.2134 | 37 | 5 | Winter Peak
2018-02-06 06:00 | 4168.0184 | 482.4223 | 95.7786 | 948.5442 | 941.2952 | 0 | 461.1455 | 400.4013 | 308.6883 | 266.3624 | 1471.0486 | 0 | 0.75367 | 0.0060049 | 0 | 0.28033 | 0 | 0 | 1629.2606 | 0 | 0 | 0 | 11174.0055 | 37 | 6 | Winter Peak
2018-02-06 07:00 | 4265.226 | 490.2686 | 193.8238 | 1366.6293 | 1054.5771 | 0 | 693.2772 | 486.6464 | 362.4822 | 353.3553 | 1780.761 | 0 | 1.4058 | 0.0056999 | 0 | 0.5229 | 0 | 0 | 1713.0696 | 0 | 0 | 0 | 12762.0508 | 37 | 7 | Winter Peak
2018-02-06 08:00 | 4234.1529 | 487.3561 | 259.7647 | 1469.1483 | 1165.8979 | 0 | 664.3805 | 551.7708 | 302.8884 | 484.0983 | 2019.6483 | 0 | 1.5399 | 0.0056604 | 0 | 0.57279 | 0 | 0 | 1803.0477 | 0 | 0 | 0 | 13444.2723 | 37 | 8 | Winter Peak
2018-02-06 09:00 | 3919.3927 | 463.7545 | 264.7299 | 1468.1508 | 1211.4807 | 0 | 593.0495 | 594.5355 | 373.1925 | 739.0972 | 2262.3134 | 0 | 1.4052 | 0.0056158 | 0 | 0.52269 | 0 | 0 | 1840.9542 | 0 | 0 | 0 | 13732.5846 | 37 | 9 | Winter Peak
2018-02-06 10:00 | 3462.7382 | 433.6968 | 263.3026 | 1562.8624 | 1243.9552 | 0 | 505.7581 | 633.2945 | 427.9549 | 850.8873 | 2474.8876 | 0 | 1.5318 | 0.0055197 | 0 | 0.56976 | 0 | 0 | 1763.8537 | 0 | 0 | 0 | 13625.2983 | 37 | 10 | Winter Peak
2018-02-06 11:00 | 3059.6105 | 396.6709 | 249.5643 | 1624.6882 | 1242.2455 | 0 | 418.6188 | 665.5895 | 455.032 | 914.6396 | 2638.8292 | 0 | 1.8444 | 0.0048079 | 0 | 0.68605 | 0 | 0 | 1749.3156 | 0 | 0 | 0 | 13417.3394 | 37 | 11 | Winter Peak
2018-02-06 12:00 | 2754.2497 | 360.6694 | 231.1702 | 1550.2185 | 1241.8116 | 0 | 354.1536 | 684.4325 | 462.2699 | 936.6811 | 2689.9765 | 0 | 2.0792 | 0.0047791 | 0 | 0.77337 | 0 | 0 | 1738.2366 | 0 | 0 | 0 | 13006.7269 | 37 | 12 | Winter Peak
2018-02-06 13:00 | 2498.3815 | 323.5894 | 219.7194 | 1433.9616 | 1249.8707 | 0 | 299.8484 | 690.6896 | 458.6284 | 922.4197 | 2668.6977 | 0 | 2.1004 | 0.0048379 | 0 | 0.78126 | 0 | 0 | 1734.1261 | 0 | 0 | 0 | 12502.8191 | 37 | 13 | Winter Peak
2018-02-06 14:00 | 2232.3909 | 297.6968 | 211.8326 | 1286.4443 | 1207.6185 | 0 | 268.9301 | 687.7175 | 444.9337 | 882.8083 | 2591.0355 | 0 | 2.3815 | 0.0048632 | 0 | 0.88581 | 0 | 0 | 1723.5808 | 0 | 0 | 0 | 11838.2611 | 37 | 14 | Winter Peak
2018-02-06 15:00 | 2055.6859 | 278.129 | 215.3556 | 1267.5874 | 1190.9324 | 0 | 244.3937 | 667.2808 | 418.6017 | 835.8432 | 2458.7766 | 0 | 3.2409 | 0.0048914 | 0 | 1.2055 | 0 | 0 | 1689.9687 | 0 | 0 | 0 | 11327.0063 | 37 | 15 | Winter Peak
2018-02-06 16:00 | 1918.617 | 266.2131 | 242.4958 | 1370.8644 | 1251.9548 | 0 | 234.4561 | 637.6263 | 385.4904 | 801.5447 | 2330.8758 | 0 | 4.3424 | 0.0056653 | 0 | 1.6152 | 0 | 0 | 1660.7 | 0 | 0 | 0 | 11106.8016 | 37 | 16 | Winter Peak
2018-02-06 17:00 | 1924.2002 | 263.0281 | 304.6246 | 1589.3523 | 1354.3517 | 0 | 242.7142 | 587.1161 | 352.9692 | 632.3469 | 2232.0612 | 0 | 5.3994 | 0.0051784 | 0 | 2.0083 | 0 | 0 | 1652.8856 | 0 | 0 | 0 | 11143.063 | 37 | 17 | Winter Peak
2018-02-06 18:00 | 2005.6045 | 288.539 | 440.2342 | 1831.4861 | 1497.5562 | 0 | 258.8613 | 523.3883 | 420.7335 | 606.6183 | 2151.2535 | 0 | 4.2846 | 0.0058824 | 0 | 1.5937 | 0 | 0 | 1692.7649 | 0 | 0 | 0 | 11722.924 | 37 | 18 | Winter Peak
2018-02-06 19:00 | 2130.0563 | 303.3051 | 619.9995 | 1888.3208 | 1549.8389 | 0 | 282.1622 | 481.1296 | 456.6614 | 585.9728 | 1943.2761 | 0 | 2.3429 | 0.0059412 | 0 | 0.87145 | 0 | 0 | 1712.8212 | 0 | 0 | 0 | 11956.764 | 37 | 19 | Winter Peak
2018-02-06 20:00 | 2234.9107 | 316.4874 | 768.33 | 1856.0412 | 1519.4962 | 0 | 286.5401 | 431.7381 | 434.0916 | 548.0878 | 1848.5402 | 0 | 1.8068 | 0.0060503 | 0 | 0.67207 | 0 | 0 | 1702.9644 | 0 | 0 | 0 | 11949.7127 | 37 | 20 | Winter Peak
2018-02-06 21:00 | 2359.2239 | 330.5739 | 788.2507 | 1794.4861 | 1459.8209 | 0 | 281.8137 | 384.7056 | 416.442 | 446.4811 | 1750.6478 | 0 | 1.3842 | 0.0058513 | 0 | 0.51486 | 0 | 0 | 1698.4007 | 0 | 0 | 0 | 11712.7513 | 37 | 21 | Winter Peak
2018-02-06 22:00 | 2496.7074 | 344.5395 | 622.4517 | 1672.2382 | 1363.4191 | 0 | 172.8011 | 346.8972 | 384.8451 | 354.8881 | 1662.745 | 0 | 0.89457 | 0.0057322 | 0 | 0.33274 | 0 | 0 | 1627.2702 | 0 | 0 | 0 | 11050.0356 | 37 | 22 | Winter Peak
2018-02-06 23:00 | 2668.3969 | 361.1687 | 368.9555 | 1393.5335 | 1122.3733 | 0 | 190.7744 | 330.7427 | 331.3103 | 294.1718 | 1607.0386 | 0 | 0.62744 | 0.0056906 | 0 | 0.23338 | 0 | 0 | 1567.0331 | 0 | 0 | 0 | 10236.3654 | 37 | 23 | Winter Peak
2018-02-07 | 2810.691 | 378.0844 | 143.8537 | 990.3993 | 972.275 | 0 | 213.9951 | 324.4029 | 297.0712 | 252.1512 | 1570.8671 | 0 | 0.33184 | 0.0056919 | 0 | 0.12343 | 0 | 0 | 1476.5005 | 0 | 0 | 0 | 9430.7522 | 38 | 0 | Winter Peak
2018-02-07 01:00 | 2919.6339 | 390.794 | 92.2706 | 652.5812 | 909.5457 | 0 | 230.6134 | 295.302 | 280.3765 | 208.2857 | 1505.1196 | 0 | 0.20908 | 0.0056459 | 0 | 0.077769 | 0 | 0 | 1460.4556 | 0 | 0 | 0 | 8945.2707 | 38 | 1 | Winter Peak
2018-02-07 02:00 | 2997.2687 | 400.3758 | 85.0301 | 500.6569 | 879.7558 | 0 | 211.8927 | 282.8752 | 269.5294 | 182.6656 | 1478.1875 | 0 | 0.098438 | 0.0057042 | 0 | 0.036615 | 0 | 0 | 1487.1528 | 0 | 0 | 0 | 8775.5312 | 38 | 2 | Winter Peak
2018-02-07 03:00 | 3173.2835 | 413.9506 | 83.4714 | 419.9133 | 867.4079 | 0 | 231.5125 | 290.2434 | 266.5707 | 173.5728 | 1447.029 | 0 | 0.12789 | 0.0058095 | 0 | 0.04757 | 0 | 0 | 1480.6638 | 0 | 0 | 0 | 8847.8001 | 38 | 3 | Winter Peak
2018-02-07 04:00 | 3308.8729 | 426.9559 | 83.4714 | 442.0828 | 866.8458 | 0 | 262.5951 | 307.7573 | 267.699 | 175.083 | 1412.9785 | 0 | 0.069708 | 0.0059075 | 0 | 0.025929 | 0 | 0 | 1511.7733 | 0 | 0 | 0 | 9066.2165 | 38 | 4 | Winter Peak
2018-02-07 05:00 | 3494.6468 | 445.0559 | 83.8542 | 577.3562 | 893.6854 | 0 | 302.8389 | 333.1182 | 278.346 | 209.8941 | 1415.3208 | 0 | 0.28984 | 0.0059811 | 0 | 0.10781 | 0 | 0 | 1617.8355 | 0 | 0 | 0 | 9652.3557 | 38 | 5 | Winter Peak
2018-02-07 06:00 | 3603.5769 | 456.1422 | 95.7758 | 946.2367 | 940.9198 | 0 | 384.2635 | 396.2987 | 308.3191 | 266.7473 | 1476.3328 | 0 | 0.74161 | 0.0058351 | 0 | 0.27585 | 0 | 0 | 1602.5699 | 0 | 0 | 0 | 10478.2061 | 38 | 6 | Winter Peak
2018-02-07 07:00 | 3727.582 | 464.7779 | 191.165 | 1370.1314 | 1050.6637 | 0 | 588.1776 | 484.8595 | 361.4325 | 352.9019 | 1786.7213 | 0 | 1.3786 | 0.0055478 | 0 | 0.51279 | 0 | 0 | 1680.6759 | 0 | 0 | 0 | 12060.9858 | 38 | 7 | Winter Peak
2018-02-07 08:00 | 3793.3725 | 473.7248 | 261.6196 | 1454.4719 | 1167.5344 | 0 | 585.513 | 552.0897 | 297.6816 | 484.8316 | 2024.559 | 0 | 1.5041 | 0.0054771 | 0 | 0.55947 | 0 | 0 | 1761.2965 | 0 | 0 | 0 | 12858.7636 | 38 | 8 | Winter Peak
2018-02-07 09:00 | 3648.4035 | 461.4719 | 265.2008 | 1470.554 | 1213.2018 | 0 | 548.7891 | 592.1188 | 369.9993 | 740.1502 | 2265.9667 | 0 | 1.3868 | 0.0054499 | 0 | 0.51584 | 0 | 0 | 1816.8764 | 0 | 0 | 0 | 13394.6407 | 38 | 9 | Winter Peak
2018-02-07 10:00 | 3382.8647 | 439.9229 | 259.6207 | 1512.3212 | 1240.7701 | 0 | 500.2469 | 629.3306 | 426.9046 | 850.6804 | 2476.1416 | 0 | 1.5376 | 0.0054392 | 0 | 0.57192 | 0 | 0 | 1770.6637 | 0 | 0 | 0 | 13491.5824 | 38 | 10 | Winter Peak
2018-02-07 11:00 | 3124.7728 | 415.7203 | 246.0148 | 1582.8489 | 1239.337 | 0 | 448.5903 | 660.8126 | 454.7857 | 914.7915 | 2638.4569 | 0 | 1.872 | 0.0054892 | 0 | 0.69631 | 0 | 0 | 1775.8662 | 0 | 0 | 0 | 13504.5707 | 38 | 11 | Winter Peak
2018-02-07 12:00 | 2867.5015 | 390.1787 | 227.1444 | 1536.715 | 1240.2326 | 0 | 397.2673 | 674.6059 | 462.2038 | 936.2696 | 2687.2316 | 0 | 2.1436 | 0.0054793 | 0 | 0.79733 | 0 | 0 | 1792.3952 | 0 | 0 | 0 | 13214.692 | 38 | 12 | Winter Peak
2018-02-07 13:00 | 2688.2903 | 372.1614 | 218.9756 | 1454.6811 | 1250.2558 | 0 | 357.9373 | 675.1692 | 458.607 | 921.9383 | 2665.233 | 0 | 2.1829 | 0.0054793 | 0 | 0.81197 | 0 | 0 | 1802.4698 | 0 | 0 | 0 | 12868.7194 | 38 | 13 | Winter Peak
2018-02-07 14:00 | 2492.4763 | 351.1253 | 213.0018 | 1290.049 | 1209.5038 | 0 | 333.715 | 669.174 | 444.7941 | 883.4791 | 2587.6906 | 0 | 2.52 | 0.0055461 | 0 | 0.93734 | 0 | 0 | 1824.023 | 0 | 0 | 0 | 12302.495 | 38 | 14 | Winter Peak
2018-02-07 15:00 | 2307.2242 | 335.2803 | 218.7346 | 1270.6631 | 1194.3951 | 0 | 309.5925 | 654.9888 | 418.3252 | 835.7074 | 2454.409 | 0 | 3.4835 | 0.0056707 | 0 | 1.2957 | 0 | 0 | 1816.3001 | 0 | 0 | 0 | 11820.4054 | 38 | 15 | Winter Peak
2018-02-07 16:00 | 2208.0088 | 320.1462 | 241.9827 | 1431.5252 | 1248.4707 | 0 | 299.2808 | 629.8515 | 385.0426 | 802.4722 | 2323.7506 | 0 | 4.6992 | 0.0058058 | 0 | 1.7479 | 0 | 0 | 1797.4707 | 0 | 0 | 0 | 11694.455 | 38 | 16 | Winter Peak
2018-02-07 17:00 | 2203.884 | 317.2725 | 305.2735 | 1609.879 | 1352.2756 | 0 | 298.5866 | 586.6805 | 352.7135 | 631.7362 | 2226.2753 | 0 | 5.71 | 0.0060001 | 0 | 2.1239 | 0 | 0 | 1748.0159 | 0 | 0 | 0 | 11640.4325 | 38 | 17 | Winter Peak
2018-02-07 18:00 | 2363.9913 | 339.356 | 436.6361 | 1836.8168 | 1495.3086 | 0 | 315.671 | 524.9796 | 419.875 | 605.8911 | 2145.2711 | 0 | 4.3822 | 0.0058863 | 0 | 1.63 | 0 | 0 | 1731.2696 | 0 | 0 | 0 | 12221.0844 | 38 | 18 | Winter Peak
2018-02-07 19:00 | 2506.8928 | 348.9809 | 620.5585 | 1900.2634 | 1551.4338 | 0 | 335.1057 | 485.2149 | 456.3981 | 586.629 | 1939.6489 | 0 | 2.3703 | 0.005953 | 0 | 0.88166 | 0 | 0 | 1732.8323 | 0 | 0 | 0 | 12467.2162 | 38 | 19 | Winter Peak
2018-02-07 20:00 | 2666.9873 | 358.9009 | 771.3533 | 1852.5049 | 1519.144 | 0 | 343.652 | 438.384 | 433.8378 | 547.1743 | 1847.6458 | 0 | 1.8069 | 0.005893 | 0 | 0.67208 | 0 | 0 | 1703.3602 | 0 | 0 | 0 | 12485.4292 | 38 | 20 | Winter Peak
2018-02-07 21:00 | 2774.0261 | 369.2198 | 791.7297 | 1754.6446 | 1461.0813 | 0 | 334.1285 | 393.4347 | 416.9044 | 446.5044 | 1751.3338 | 0 | 1.3771 | 0.0057647 | 0 | 0.51224 | 0 | 0 | 1689.1793 | 0 | 0 | 0 | 12184.0816 | 38 | 21 | Winter Peak
2018-02-07 22:00 | 2900.4933 | 380.5197 | 625.9483 | 1662.7306 | 1365.7116 | 0 | 243.0997 | 354.5294 | 387.4343 | 354.9951 | 1664.7943 | 0 | 0.886 | 0.0056571 | 0 | 0.32956 | 0 | 0 | 1611.8104 | 0 | 0 | 0 | 11553.2878 | 38 | 22 | Winter Peak
2018-02-07 23:00 | 3068.766 | 389.4959 | 372.9422 | 1333.1088 | 1124.0184 | 0 | 257.2494 | 338.9352 | 334.9043 | 294.8417 | 1608.5029 | 0 | 0.61778 | 0.0055818 | 0 | 0.22979 | 0 | 0 | 1543.2388 | 0 | 0 | 0 | 10666.8567 | 38 | 23 | Winter Peak
2018-02-08 | 3158.4283 | 397.4004 | 144.8005 | 976.3972 | 972.4378 | 0 | 269.6665 | 330.7718 | 299.0758 | 251.5157 | 1571.4723 | 0 | 0.32604 | 0.0055745 | 0 | 0.12127 | 0 | 0 | 1450.1513 | 0 | 0 | 0 | 9822.5705 | 39 | 0 | Winter Peak
2018-02-08 01:00 | 3238.1588 | 408.1705 | 92.2047 | 660.0664 | 909.3366 | 0 | 276.8373 | 301.5075 | 279.9786 | 207.0562 | 1499.6921 | 0 | 0.20495 | 0.0054998 | 0 | 0.076234 | 0 | 0 | 1432.6045 | 0 | 0 | 0 | 9305.8999 | 39 | 1 | Winter Peak
2018-02-08 02:00 | 3272.5268 | 413.0518 | 85.0386 | 483.2776 | 879.6545 | 0 | 258.9847 | 289.054 | 269.4236 | 184.4317 | 1473.7262 | 0 | 0.095829 | 0.0055084 | 0 | 0.035645 | 0 | 0 | 1449.1721 | 0 | 0 | 0 | 9058.4785 | 39 | 2 | Winter Peak
2018-02-08 03:00 | 3415.1548 | 423.606 | 83.4714 | 419.9091 | 867.5157 | 0 | 267.5404 | 294.9905 | 266.5045 | 172.3088 | 1441.5905 | 0 | 0.12403 | 0.0055285 | 0 | 0.046132 | 0 | 0 | 1438.9634 | 0 | 0 | 0 | 9091.7308 | 39 | 3 | Winter Peak
2018-02-08 04:00 | 3525.4207 | 434.798 | 83.4714 | 444.6087 | 866.8434 | 0 | 295.7137 | 311.4495 | 267.7548 | 175.0395 | 1406.1367 | 0 | 0.067654 | 0.0056884 | 0 | 0.025164 | 0 | 0 | 1472.1574 | 0 | 0 | 0 | 9283.4922 | 39 | 4 | Winter Peak
2018-02-08 05:00 | 3663.0097 | 446.1533 | 83.866 | 564.2966 | 892.9633 | 0 | 325.4298 | 334.6111 | 278.5034 | 210.6686 | 1407.606 | 0 | 0.28327 | 0.0058794 | 0 | 0.10536 | 0 | 0 | 1583.9197 | 0 | 0 | 0 | 9791.4221 | 39 | 5 | Winter Peak
2018-02-08 06:00 | 3739.7464 | 456.5116 | 95.3264 | 936.3721 | 940.2634 | 0 | 399.3881 | 396.735 | 308.7658 | 266.1397 | 1468.3202 | 0 | 0.72687 | 0.0057614 | 0 | 0.27037 | 0 | 0 | 1571.7681 | 0 | 0 | 0 | 10580.3396 | 39 | 6 | Winter Peak
2018-02-08 07:00 | 3807.6424 | 460.3657 | 192.3245 | 1355.5822 | 1054.0226 | 0 | 586.0941 | 483.1742 | 362.8946 | 353.3002 | 1779.6201 | 0 | 1.3615 | 0.0055739 | 0 | 0.50641 | 0 | 0 | 1661.4071 | 0 | 0 | 0 | 12098.3012 | 39 | 7 | Winter Peak
2018-02-08 08:00 | 3746.0062 | 455.8984 | 264.7399 | 1464.2713 | 1168.9935 | 0 | 560.041 | 549.3702 | 300.7442 | 485.7613 | 2017.8965 | 0 | 1.509 | 0.0056053 | 0 | 0.56128 | 0 | 0 | 1767.801 | 0 | 0 | 0 | 12783.5992 | 39 | 8 | Winter Peak
2018-02-08 09:00 | 3480.539 | 438.7942 | 269.0109 | 1502.6868 | 1213.2779 | 0 | 505.0904 | 592.8175 | 373.2298 | 738.7337 | 2257.9883 | 0 | 1.4071 | 0.005638 | 0 | 0.52338 | 0 | 0 | 1844.9134 | 0 | 0 | 0 | 13219.018 | 39 | 9 | Winter Peak
2018-02-08 10:00 | 3127.7448 | 413.1166 | 264.8461 | 1534.433 | 1243.2465 | 0 | 440.0283 | 633.971 | 427.9351 | 852.589 | 2464.3516 | 0 | 1.5769 | 0.004994 | 0 | 0.58656 | 0 | 0 | 1816.6346 | 0 | 0 | 0 | 13221.0652 | 39 | 10 | Winter Peak
2018-02-08 11:00 | 2747.8596 | 379.5374 | 249.1811 | 1605.4845 | 1240.5762 | 0 | 369.0741 | 666.7191 | 454.9391 | 915.872 | 2619.0307 | 0 | 1.9379 | 0.00503 | 0 | 0.72083 | 0 | 0 | 1838.8584 | 0 | 0 | 0 | 13089.796 | 39 | 11 | Winter Peak
2018-02-08 12:00 | 2437.507 | 353.4893 | 229.2358 | 1524.5465 | 1240.2647 | 0 | 308.8139 | 680.0594 | 462.2158 | 936.1941 | 2659.1363 | 0 | 2.2173 | 0.0050884 | 0 | 0.82474 | 0 | 0 | 1854.6179 | 0 | 0 | 0 | 12689.1279 | 39 | 12 | Winter Peak
2018-02-08 13:00 | 2249.3366 | 334.9998 | 220.0413 | 1441.9992 | 1250.2261 | 0 | 277.2675 | 685.4051 | 458.611 | 922.3347 | 2631.5079 | 0 | 2.2487 | 0.0057935 | 0 | 0.83642 | 0 | 0 | 1857.794 | 0 | 0 | 0 | 12332.6141 | 39 | 13 | Winter Peak
2018-02-08 14:00 | 2023.0434 | 307.9622 | 210.2821 | 1284.1101 | 1206.941 | 0 | 255.6714 | 688.0569 | 444.7978 | 883.973 | 2553.0501 | 0 | 2.5695 | 0.0058213 | 0 | 0.95576 | 0 | 0 | 1860.4513 | 0 | 0 | 0 | 11721.8705 | 39 | 14 | Winter Peak
2018-02-08 15:00 | 1867.0329 | 296.6785 | 213.1866 | 1232.9144 | 1190.0803 | 0 | 235.2953 | 670.2084 | 418.3259 | 836.1874 | 2424.9496 | 0 | 3.5295 | 0.0059539 | 0 | 1.3128 | 0 | 0 | 1841.589 | 0 | 0 | 0 | 11231.2965 | 39 | 15 | Winter Peak
2018-02-08 16:00 | 1789.8213 | 296.3628 | 240.5776 | 1317.148 | 1248.7559 | 0 | 233.6018 | 641.715 | 385.0428 | 802.1482 | 2305.3861 | 0 | 4.7226 | 0.0060528 | 0 | 1.7566 | 0 | 0 | 1807.4367 | 0 | 0 | 0 | 11074.4814 | 39 | 16 | Winter Peak
2018-02-08 17:00 | 1816.4116 | 301.2535 | 305.211 | 1545.4178 | 1353.4778 | 0 | 239.3834 | 598.4794 | 352.7128 | 631.0085 | 2218.8984 | 0 | 5.7094 | 0.006212 | 0 | 2.1237 | 0 | 0 | 1748.883 | 0 | 0 | 0 | 11118.9764 | 39 | 17 | Winter Peak
2018-02-08 18:00 | 1918.3091 | 310.9323 | 438.3211 | 1809.9913 | 1496.2381 | 0 | 254.4918 | 532.6138 | 419.8759 | 607.5316 | 2147.8031 | 0 | 4.4401 | 0.0061617 | 0 | 1.6515 | 0 | 0 | 1755.092 | 0 | 0 | 0 | 11697.2978 | 39 | 18 | Winter Peak
2018-02-08 19:00 | 2046.3496 | 336.7896 | 621.5519 | 1853.2507 | 1549.05 | 0 | 279.3577 | 488.9978 | 456.397 | 586.142 | 1949.5547 | 0 | 2.3964 | 0.0061941 | 0 | 0.89136 | 0 | 0 | 1752.6876 | 0 | 0 | 0 | 11923.4226 | 39 | 19 | Winter Peak
2018-02-08 20:00 | 2152.2839 | 346.2983 | 769.384 | 1786.1072 | 1515.3706 | 0 | 283.8776 | 439.6219 | 433.8179 | 547.6307 | 1862.2369 | 0 | 1.8295 | 0.006149 | 0 | 0.68048 | 0 | 0 | 1725.7279 | 0 | 0 | 0 | 11864.873 | 39 | 20 | Winter Peak
2018-02-08 21:00 | 2274.8392 | 357.2807 | 788.3647 | 1805.5761 | 1458.702 | 0 | 277.0983 | 393.7583 | 416.262 | 447.2652 | 1767.361 | 0 | 1.4051 | 0.0060605 | 0 | 0.52265 | 0 | 0 | 1723.6301 | 0 | 0 | 0 | 11712.0715 | 39 | 21 | Winter Peak
2018-02-08 22:00 | 2407.6454 | 371.717 | 619.4978 | 1678.9068 | 1360.8766 | 0 | 180.7586 | 353.4618 | 384.679 | 354.6454 | 1678.2702 | 0 | 0.90224 | 0.0059049 | 0 | 0.3356 | 0 | 0 | 1642.0585 | 0 | 0 | 0 | 11033.7609 | 39 | 22 | Winter Peak
2018-02-08 23:00 | 2586.3385 | 386.309 | 371.4388 | 1380.7821 | 1123.7335 | 0 | 196.1637 | 336.1786 | 331.3634 | 293.6616 | 1615.7561 | 0 | 0.63152 | 0.0059024 | 0 | 0.2349 | 0 | 0 | 1577.7904 | 0 | 0 | 0 | 10200.3881 | 39 | 23 | Winter Peak
2018-02-09 | 2732.4172 | 401.4031 | 144.5919 | 986.033 | 971.6766 | 0 | 213.3486 | 327.9374 | 297.3906 | 252.6608 | 1570.2167 | 0 | 0.3332 | 0.0058271 | 0 | 0.12394 | 0 | 0 | 1485.3427 | 0 | 0 | 0 | 9383.4815 | 40 | 0 | Winter Peak
2018-02-09 01:00 | 2818.4142 | 413.1835 | 92.3644 | 658.7502 | 908.7302 | 0 | 222.5169 | 299.8089 | 279.5245 | 210.1245 | 1506.1533 | 0 | 0.21135 | 0.0058774 | 0 | 0.078613 | 0 | 0 | 1476.4857 | 0 | 0 | 0 | 8886.3523 | 40 | 1 | Winter Peak
2018-02-09 02:00 | 2892.2671 | 420.2093 | 85.1356 | 476.3851 | 879.6348 | 0 | 203.4956 | 287.9951 | 269.2631 | 183.0229 | 1478.7407 | 0 | 0.098507 | 0.0058023 | 0 | 0.036641 | 0 | 0 | 1485.4919 | 0 | 0 | 0 | 8661.782 | 40 | 2 | Winter Peak
2018-02-09 03:00 | 3041.1079 | 432.0095 | 83.4714 | 427.647 | 867.7553 | 0 | 215.2969 | 289.8554 | 266.4351 | 173.2481 | 1445.3137 | 0 | 0.12716 | 0.0058761 | 0 | 0.0473 | 0 | 0 | 1476.1838 | 0 | 0 | 0 | 8718.5045 | 40 | 3 | Winter Peak
2018-02-09 04:00 | 3153.3721 | 446.2101 | 83.4714 | 448.9888 | 866.7929 | 0 | 243.7784 | 306.7636 | 267.7569 | 175.2005 | 1409.2703 | 0 | 0.06943 | 0.0060025 | 0 | 0.025825 | 0 | 0 | 1504.2198 | 0 | 0 | 0 | 8905.926 | 40 | 4 | Winter Peak
2018-02-09 05:00 | 3282.7582 | 462.966 | 83.8758 | 584.53 | 893.9118 | 0 | 274.3889 | 331.2693 | 278.5651 | 209.7861 | 1411.641 | 0 | 0.28764 | 0.0060941 | 0 | 0.10699 | 0 | 0 | 1606.679 | 0 | 0 | 0 | 9420.772 | 40 | 5 | Winter Peak
2018-02-09 06:00 | 3326.2179 | 470.9872 | 95.4926 | 950.1529 | 940.7843 | 0 | 351.4218 | 394.1938 | 308.9087 | 267.4073 | 1471.3644 | 0 | 0.72144 | 0.0051345 | 0 | 0.26834 | 0 | 0 | 1561.6421 | 0 | 0 | 0 | 10139.5679 | 40 | 6 | Winter Peak
2018-02-09 07:00 | 3363.926 | 475.217 | 193.1524 | 1400.3779 | 1054.9622 | 0 | 573.1906 | 482.8584 | 362.2404 | 352.9178 | 1781.3974 | 0 | 1.3557 | 0.0049414 | 0 | 0.50426 | 0 | 0 | 1655.0265 | 0 | 0 | 0 | 11697.1315 | 40 | 7 | Winter Peak
2018-02-09 08:00 | 3351.4119 | 476.8133 | 265.8203 | 1533.9338 | 1171.2957 | 0 | 550.2157 | 548.8353 | 297.5535 | 484.2328 | 2020.5106 | 0 | 1.5026 | 0.0049646 | 0 | 0.55889 | 0 | 0 | 1760.8828 | 0 | 0 | 0 | 12463.572 | 40 | 8 | Winter Peak
2018-02-09 09:00 | 3202.4387 | 464.985 | 271.3791 | 1583.9831 | 1220.4057 | 0 | 495.5582 | 589.0804 | 373.5291 | 737.9637 | 2263.4399 | 0 | 1.3948 | 0.0056278 | 0 | 0.51882 | 0 | 0 | 1828.9906 | 0 | 0 | 0 | 13033.673 | 40 | 9 | Winter Peak
2018-02-09 10:00 | 2996.8135 | 443.4168 | 266.0019 | 1556.6599 | 1247.6034 | 0 | 436.1387 | 626.0615 | 428.1539 | 852.5312 | 2475.5218 | 0 | 1.5552 | 0.0049935 | 0 | 0.57849 | 0 | 0 | 1792.4386 | 0 | 0 | 0 | 13123.4802 | 40 | 10 | Winter Peak
2018-02-09 11:00 | 2777.9939 | 416.989 | 250.1831 | 1582.9033 | 1243.9237 | 0 | 391.8983 | 657.9052 | 455.0525 | 916.2017 | 2639.1871 | 0 | 1.9083 | 0.004991 | 0 | 0.70981 | 0 | 0 | 1811.1405 | 0 | 0 | 0 | 13146.0016 | 40 | 11 | Winter Peak
2018-02-09 12:00 | 2544.1677 | 381.0286 | 229.9607 | 1526.7393 | 1242.7979 | 0 | 342.1943 | 668.2953 | 462.2472 | 934.8124 | 2690.1353 | 0 | 2.1843 | 0.0050559 | 0 | 0.81246 | 0 | 0 | 1827.6452 | 0 | 0 | 0 | 12853.0255 | 40 | 12 | Winter Peak
2018-02-09 13:00 | 2388.7308 | 360.3798 | 220.1936 | 1450.9649 | 1253.7979 | 0 | 304.0276 | 662.5764 | 458.6161 | 923.7331 | 2668.8029 | 0 | 2.2169 | 0.0050467 | 0 | 0.82459 | 0 | 0 | 1832.3471 | 0 | 0 | 0 | 12527.2166 | 40 | 13 | Winter Peak
2018-02-09 14:00 | 2235.5019 | 345.618 | 212.5646 | 1340.2259 | 1211.3089 | 0 | 290.359 | 653.2134 | 444.7996 | 883.3451 | 2591.1365 | 0 | 2.5272 | 0.0058095 | 0 | 0.94003 | 0 | 0 | 1830.7791 | 0 | 0 | 0 | 12042.325 | 40 | 14 | Winter Peak
2018-02-09 15:00 | 2146.6718 | 338.9326 | 216.4636 | 1279.9982 | 1193.3058 | 0 | 278.9141 | 632.3199 | 418.3241 | 839.4599 | 2458.6795 | 0 | 3.4838 | 0.005915 | 0 | 1.2958 | 0 | 0 | 1818.2088 | 0 | 0 | 0 | 11626.0639 | 40 | 15 | Winter Peak
2018-02-09 16:00 | 2087.8208 | 343.7388 | 239.1573 | 1341.9116 | 1245.6448 | 0 | 277.8975 | 606.3353 | 385.0424 | 801.7238 | 2330.3807 | 0 | 4.6809 | 0.0060325 | 0 | 1.7411 | 0 | 0 | 1792.0116 | 0 | 0 | 0 | 11458.0928 | 40 | 16 | Winter Peak
2018-02-09 17:00 | 2096.2765 | 352.591 | 301.8728 | 1590.9756 | 1348.7282 | 0 | 280.7907 | 569.9905 | 352.7127 | 632.9691 | 2231.4381 | 0 | 5.6178 | 0.0054039 | 0 | 2.0896 | 0 | 0 | 1721.4364 | 0 | 0 | 0 | 11487.4943 | 40 | 17 | Winter Peak
2018-02-09 18:00 | 2114.034 | 355.8195 | 433.2617 | 1848.8454 | 1490.5217 | 0 | 281.6769 | 519.1271 | 417.7125 | 609.4433 | 2150.4236 | 0 | 4.3677 | 0.0060546 | 0 | 1.6246 | 0 | 0 | 1727.0743 | 0 | 0 | 0 | 11953.9384 | 40 | 18 | Winter Peak
2018-02-09 19:00 | 2136.4041 | 358.9053 | 617.5637 | 1878.0979 | 1547.1578 | 0 | 283.6852 | 481.5445 | 456.4114 | 589.6208 | 1942.5304 | 0 | 2.3538 | 0.00606 | 0 | 0.87552 | 0 | 0 | 1722.2658 | 0 | 0 | 0 | 12017.4222 | 40 | 19 | Winter Peak
2018-02-09 20:00 | 2146.6798 | 362.5347 | 770.7909 | 1830.0292 | 1517.2797 | 0 | 275.8424 | 435.7948 | 433.8131 | 550.4846 | 1847.9887 | 0 | 1.7946 | 0.005982 | 0 | 0.6675 | 0 | 0 | 1692.9989 | 0 | 0 | 0 | 11866.7049 | 40 | 20 | Winter Peak
2018-02-09 21:00 | 2222.9335 | 370.9523 | 796.2856 | 1753.1769 | 1464.0759 | 0 | 271.8388 | 392.0593 | 416.2357 | 448.2655 | 1750.3133 | 0 | 1.3701 | 0.005882 | 0 | 0.5096 | 0 | 0 | 1680.6819 | 0 | 0 | 0 | 11568.7041 | 40 | 21 | Winter Peak
2018-02-09 22:00 | 2315.7538 | 379.6035 | 625.9338 | 1684.1763 | 1364.9383 | 0 | 193.4762 | 354.0403 | 384.597 | 359.224 | 1662.5902 | 0 | 0.88393 | 0.0058153 | 0 | 0.32879 | 0 | 0 | 1608.7656 | 0 | 0 | 0 | 10934.3175 | 40 | 22 | Winter Peak
2018-02-09 23:00 | 2417.3716 | 390.0095 | 370.6852 | 1392.9703 | 1122.4991 | 0 | 198.6595 | 336.1614 | 331.1797 | 296.5132 | 1606.9977 | 0 | 0.61061 | 0.0056822 | 0 | 0.22712 | 0 | 0 | 1526.9548 | 0 | 0 | 0 | 9990.8455 | 40 | 23 | Winter Peak
2018-02-10 | 2486.0796 | 395.8018 | 144.754 | 998.7909 | 973.8831 | 0 | 205.5827 | 326.5327 | 297.0686 | 253.4053 | 1570.7655 | 0 | 0.32939 | 0.0055348 | 0 | 0.12252 | 0 | 0 | 1466.5342 | 0 | 0 | 0 | 9119.6559 | 41 | 0 | Summer
2018-02-10 01:00 | 2540.4723 | 397.068 | 92.4229 | 683.5672 | 910.45 | 0 | 228.8263 | 310.043 | 262.7998 | 187.1324 | 1547.7876 | 0 | 0.20787 | 0.005482 | 0 | 0.07732 | 0 | 0 | 1452.3232 | 0 | 0 | 0 | 8613.1834 | 41 | 1 | Summer
2018-02-10 02:00 | 2566.4281 | 398.7182 | 85.0244 | 498.7385 | 879.6756 | 0 | 202.0288 | 297.8647 | 255.9752 | 173.3935 | 1557.1641 | 0 | 0.096639 | 0.0055253 | 0 | 0.035946 | 0 | 0 | 1464.0615 | 0 | 0 | 0 | 8379.2106 | 41 | 2 | Summer
2018-02-10 03:00 | 2659.0602 | 405.0054 | 83.0738 | 428.2843 | 867.7691 | 0 | 208.1177 | 298.3217 | 250.1968 | 174.8933 | 1530.9542 | 0 | 0.12446 | 0.0054907 | 0 | 0.046293 | 0 | 0 | 1449.4248 | 0 | 0 | 0 | 8355.2774 | 41 | 3 | Summer
2018-02-10 04:00 | 2728.9247 | 411.6642 | 83.0738 | 416.2141 | 867.0674 | 0 | 220.5118 | 307.8292 | 248.3003 | 194.3518 | 1497.1429 | 0 | 0.067721 | 0.0055845 | 0 | 0.025189 | 0 | 0 | 1479.4626 | 0 | 0 | 0 | 8454.6412 | 41 | 4 | Summer
2018-02-10 05:00 | 2841.4779 | 423.7989 | 83.7444 | 438.4328 | 887.382 | 0 | 239.8259 | 321.2804 | 250.4716 | 211.3388 | 1449.9068 | 0 | 0.28456 | 0.0057995 | 0 | 0.10584 | 0 | 0 | 1592.1383 | 0 | 0 | 0 | 8740.1941 | 41 | 5 | Summer
2018-02-10 06:00 | 2925.9272 | 431.5261 | 90.7855 | 563.0686 | 915.1757 | 0 | 300.4116 | 346.9994 | 255.7728 | 244.555 | 1396.508 | 0 | 0.72457 | 0.0057881 | 0 | 0.26951 | 0 | 0 | 1569.2281 | 0 | 0 | 0 | 9040.9578 | 41 | 6 | Summer
2018-02-10 07:00 | 2999.6746 | 437.5168 | 133.0965 | 831.494 | 972.4378 | 0 | 469.231 | 402.2298 | 270.8591 | 302.9881 | 1505.2127 | 0 | 1.3573 | 0.0055899 | 0 | 0.50486 | 0 | 0 | 1657.3412 | 0 | 0 | 0 | 9983.9493 | 41 | 7 | Summer
2018-02-10 08:00 | 2938.8294 | 430.3555 | 205.3051 | 1197.4634 | 1088.7367 | 0 | 433.4585 | 428.886 | 159.3068 | 347.6763 | 1486.0485 | 0 | 1.5079 | 0.0049439 | 0 | 0.56087 | 0 | 0 | 1767.212 | 0 | 0 | 0 | 10485.352 | 41 | 8 | Summer
2018-02-10 09:00 | 2708.7771 | 408.2141 | 281.795 | 1541.5183 | 1229.6034 | 0 | 396.0487 | 457.9567 | 189.3831 | 498.4258 | 1459.9881 | 0 | 1.3979 | 0.0056499 | 0 | 0.51997 | 0 | 0 | 1832.7822 | 0 | 0 | 0 | 11006.4162 | 41 | 9 | Summer
2018-02-10 10:00 | 2442.3702 | 381.3539 | 325.4574 | 1671.1784 | 1312.9014 | 0 | 344.117 | 497.681 | 216.2907 | 562.8417 | 1471.5645 | 0 | 1.567 | 0.0050048 | 0 | 0.58287 | 0 | 0 | 1806.0582 | 0 | 0 | 0 | 11033.9692 | 41 | 10 | Summer
2018-02-10 11:00 | 2186.5847 | 356.8958 | 315.7886 | 1694.2631 | 1319.1844 | 0 | 291.6575 | 529.4977 | 230.3457 | 604.8425 | 1533.5512 | 0 | 1.9143 | 0.0050004 | 0 | 0.71202 | 0 | 0 | 1816.7079 | 0 | 0 | 0 | 10881.9505 | 41 | 11 | Summer
2018-02-10 12:00 | 2002.9166 | 342.3996 | 291.797 | 1740.4078 | 1318.0275 | 0 | 260.0692 | 552.575 | 237.352 | 638.9822 | 1574.19 | 0 | 2.1804 | 0.0050179 | 0 | 0.81103 | 0 | 0 | 1824.3759 | 0 | 0 | 0 | 10786.0893 | 41 | 12 | Summer
2018-02-10 13:00 | 1862.8431 | 325.6527 | 278.8323 | 1735.3852 | 1328.6929 | 0 | 231.829 | 562.5875 | 239.1115 | 657.8536 | 1597.9018 | 0 | 2.217 | 0.0050452 | 0 | 0.82464 | 0 | 0 | 1831.9233 | 0 | 0 | 0 | 10655.6595 | 41 | 13 | Summer
2018-02-10 14:00 | 1687.9954 | 306.6015 | 272.8807 | 1644.0253 | 1291.1771 | 0 | 217.0012 | 561.4522 | 238.5164 | 675.9506 | 1609.9614 | 0 | 2.5222 | 0.0057608 | 0 | 0.93814 | 0 | 0 | 1827.2073 | 0 | 0 | 0 | 10336.2352 | 41 | 14 | Summer
2018-02-10 15:00 | 1592.381 | 301.2725 | 278.3936 | 1499.9527 | 1274.3459 | 0 | 214.9842 | 550.6508 | 234.9383 | 678.1619 | 1631.1355 | 0 | 3.4465 | 0.0051756 | 0 | 1.282 | 0 | 0 | 1799.207 | 0 | 0 | 0 | 10060.1571 | 41 | 15 | Summer
2018-02-10 16:00 | 1570.4495 | 302.1062 | 297.9281 | 1556.8087 | 1328.853 | 0 | 224.2425 | 538.9158 | 229.9111 | 665.3924 | 1678.883 | 0 | 4.589 | 0.0053009 | 0 | 1.7069 | 0 | 0 | 1757.2813 | 0 | 0 | 0 | 10157.0727 | 41 | 16 | Summer
2018-02-10 17:00 | 1655.6439 | 310.4527 | 359.3331 | 1749.6397 | 1429.2052 | 0 | 244.8134 | 521.8454 | 225.8078 | 552.1527 | 1741.6208 | 0 | 5.5645 | 0.0054693 | 0 | 2.0698 | 0 | 0 | 1705.6536 | 0 | 0 | 0 | 10503.808 | 41 | 17 | Summer
2018-02-10 18:00 | 1733.0329 | 314.4853 | 484.1329 | 1896.9914 | 1557.8285 | 0 | 260.7853 | 484.165 | 320.7585 | 533.5748 | 1803.5482 | 0 | 4.3058 | 0.0061834 | 0 | 1.6016 | 0 | 0 | 1703.1581 | 0 | 0 | 0 | 11098.3744 | 41 | 18 | Summer
2018-02-10 19:00 | 1836.8323 | 324.5048 | 657.2677 | 1933.5193 | 1592.6397 | 0 | 284.4478 | 455.4895 | 385.2142 | 505.7255 | 1709.4431 | 0 | 2.3346 | 0.0062514 | 0 | 0.86837 | 0 | 0 | 1709.0602 | 0 | 0 | 0 | 11397.3532 | 41 | 19 | Summer
2018-02-10 20:00 | 1941.5688 | 337.1715 | 810.4635 | 1875.4635 | 1553.4747 | 0 | 299.8883 | 426.7113 | 385.5904 | 463.5663 | 1699.4077 | 0 | 1.805 | 0.006244 | 0 | 0.67138 | 0 | 0 | 1703.8736 | 0 | 0 | 0 | 11499.6622 | 41 | 20 | Summer
2018-02-10 21:00 | 2056.3908 | 351.966 | 824.8189 | 1773.1126 | 1488.289 | 0 | 305.2135 | 404.6584 | 382.351 | 404.6307 | 1680.8259 | 0 | 1.4058 | 0.0062147 | 0 | 0.5229 | 0 | 0 | 1726.062 | 0 | 0 | 0 | 11400.2536 | 41 | 21 | Summer
2018-02-10 22:00 | 2248.678 | 369.3639 | 651.7134 | 1641.382 | 1387.8867 | 0 | 213.7368 | 362.635 | 359.3392 | 350.6427 | 1637.0345 | 0 | 0.91702 | 0.0059743 | 0 | 0.3411 | 0 | 0 | 1669.9375 | 0 | 0 | 0 | 10893.6136 | 41 | 22 | Summer
2018-02-10 23:00 | 2407.2365 | 385.2312 | 409.3188 | 1437.3234 | 1158.3211 | 0 | 221.4999 | 341.3248 | 310.6487 | 280.1457 | 1581.5595 | 0 | 0.64379 | 0.0059038 | 0 | 0.23946 | 0 | 0 | 1608.501 | 0 | 0 | 0 | 10141.9997 | 41 | 23 | Summer
2018-02-11 | 2518.0591 | 396.1052 | 156.4882 | 1015.1537 | 999.0627 | 0 | 229.6499 | 324.0527 | 276.083 | 221.0178 | 1542.7824 | 0 | 0.80493 | 0.0066629 | 0 | 0.2994 | 0 | 0 | 1061.6565 | 0 | 0 | 0 | 8741.2221 | 42 | 0 | Summer
2018-02-11 01:00 | 2596.5705 | 403.9252 | 95.3579 | 669.7065 | 923.1615 | 0 | 213.4514 | 309.288 | 254.282 | 188.8845 | 1415.5104 | 0 | 0.32277 | 0.0066886 | 0 | 0.12006 | 0 | 0 | 1066.3203 | 0 | 0 | 0 | 8136.9075 | 42 | 1 | Summer
2018-02-11 02:00 | 2693.418 | 412.5099 | 85.5767 | 495.7091 | 885.2561 | 0 | 198.7254 | 301.6633 | 246.2238 | 175.5998 | 1436.644 | 0 | 0.27248 | 0.0066389 | 0 | 0.10135 | 0 | 0 | 1005.7855 | 0 | 0 | 0 | 7937.4922 | 42 | 2 | Summer
2018-02-11 03:00 | 2904.0997 | 428.0592 | 83.0738 | 415.1149 | 870.332 | 0 | 223.9564 | 303.9759 | 241.1178 | 180.9223 | 1430.7921 | 0 | 0.19291 | 0.0067047 | 0 | 0.071754 | 0 | 0 | 956.9966 | 0 | 0 | 0 | 8038.7122 | 42 | 3 | Summer
2018-02-11 04:00 | 3049.8495 | 440.3491 | 83.0738 | 397.2839 | 867.6986 | 0 | 241.597 | 307.3042 | 237.6324 | 197.5539 | 1387.7021 | 0 | 0.037288 | 0.0068137 | 0 | 0.013869 | 0 | 0 | 954.9326 | 0 | 0 | 0 | 8165.035 | 42 | 4 | Summer
2018-02-11 05:00 | 3174.9032 | 453.2244 | 83.7353 | 437.289 | 887.4097 | 0 | 260.4703 | 314.8296 | 242.2733 | 217.1869 | 1354.8697 | 0 | 0.11485 | 0.0068914 | 0 | 0.042721 | 0 | 0 | 969.0631 | 0 | 0 | 0 | 8395.4189 | 42 | 5 | Summer
2018-02-11 06:00 | 3305.6265 | 466.6152 | 91.075 | 581.5668 | 916.1412 | 0 | 335.8749 | 353.2696 | 251.3872 | 252.0614 | 1320.1457 | 0 | 0.23952 | 0.0061577 | 0 | 0.089093 | 0 | 0 | 951.0788 | 0 | 0 | 0 | 8825.177 | 42 | 6 | Summer
2018-02-11 07:00 | 3449.923 | 480.4457 | 133.585 | 837.7774 | 974.2955 | 0 | 539.6495 | 392.9688 | 263.0953 | 305.0077 | 1265.2003 | 0 | 0.42347 | 0.0061849 | 0 | 0.15751 | 0 | 0 | 958.5558 | 0 | 0 | 0 | 9601.0911 | 42 | 7 | Summer
2018-02-11 08:00 | 3481.3421 | 485.0668 | 208.1685 | 1196.2465 | 1091.0704 | 0 | 509.6992 | 403.9909 | 134.4368 | 341.2304 | 1235.8067 | 0 | 0.78119 | 0.0062126 | 0 | 0.29057 | 0 | 0 | 933.3866 | 0 | 0 | 0 | 10021.5228 | 42 | 8 | Summer
2018-02-11 09:00 | 3352.3877 | 471.8367 | 284.3359 | 1547.6234 | 1232.6139 | 0 | 482.1742 | 411.5592 | 137.9289 | 488.36 | 1275.7444 | 0 | 1.3576 | 0.0061695 | 0 | 0.50497 | 0 | 0 | 915.4906 | 0 | 0 | 0 | 10601.9237 | 42 | 9 | Summer
2018-02-11 10:00 | 3167.0209 | 450.8936 | 321.4772 | 1681.8858 | 1309.1968 | 0 | 440.4855 | 432.9904 | 158.1587 | 533.4186 | 1293.7131 | 0 | 1.8238 | 0.0061686 | 0 | 0.67837 | 0 | 0 | 900.1039 | 0 | 0 | 0 | 10691.8527 | 42 | 10 | Summer
2018-02-11 11:00 | 2985.2136 | 429.0851 | 314.5927 | 1740.1435 | 1320.1133 | 0 | 404.2015 | 445.8694 | 177.2739 | 562.9296 | 1309.5744 | 0 | 2.3823 | 0.0061503 | 0 | 0.88612 | 0 | 0 | 929.9346 | 0 | 0 | 0 | 10622.2061 | 42 | 11 | Summer
2018-02-11 12:00 | 2859.9761 | 411.6446 | 291.8018 | 1733.7647 | 1320.3711 | 0 | 378.0295 | 457.6445 | 191.8208 | 589.8401 | 1337.8689 | 0 | 2.9698 | 0.0061958 | 0 | 1.1046 | 0 | 0 | 920.4057 | 0 | 0 | 0 | 10497.2484 | 42 | 12 | Summer
2018-02-11 13:00 | 2694.1983 | 390.7406 | 276.4387 | 1733.6929 | 1329.5184 | 0 | 352.4777 | 464.2813 | 200.512 | 611.5574 | 1390.8021 | 0 | 3.0269 | 0.0061866 | 0 | 1.1259 | 0 | 0 | 913.7235 | 0 | 0 | 0 | 10362.1019 | 42 | 13 | Summer
2018-02-11 14:00 | 2508.3311 | 369.764 | 270.9075 | 1591.3317 | 1291.0202 | 0 | 327.5673 | 466.5411 | 204.1428 | 623.475 | 1432.3599 | 0 | 3.1382 | 0.0062216 | 0 | 1.1673 | 0 | 0 | 915.582 | 0 | 0 | 0 | 10005.3341 | 42 | 14 | Summer
2018-02-11 15:00 | 2403.6023 | 355.8805 | 277.5027 | 1558.5482 | 1273.7558 | 0 | 313.6526 | 462.0485 | 202.0859 | 634.2547 | 1477.5118 | 0 | 3.3379 | 0.0062882 | 0 | 1.2416 | 0 | 0 | 908.2768 | 0 | 0 | 0 | 9871.7056 | 42 | 15 | Summer
2018-02-11 16:00 | 2344.8704 | 346.9868 | 299.4311 | 1562.8125 | 1332.0055 | 0 | 308.9615 | 451.3266 | 194.6806 | 630.1698 | 1516.5853 | 0 | 3.8331 | 0.0064861 | 0 | 1.4258 | 0 | 0 | 922.0923 | 0 | 0 | 0 | 9915.1878 | 42 | 16 | Summer
2018-02-11 17:00 | 2368.7073 | 347.6253 | 360.0639 | 1717.1335 | 1429.5906 | 0 | 312.2967 | 439.7359 | 185.3981 | 525.355 | 1545.832 | 0 | 3.5145 | 0.0065742 | 0 | 1.3073 | 0 | 0 | 906.747 | 0 | 0 | 0 | 10143.3136 | 42 | 17 | Summer
2018-02-11 18:00 | 2406.7468 | 354.9581 | 482.3532 | 1878.5116 | 1554.4975 | 0 | 331.0444 | 420.8934 | 256.0682 | 511.7662 | 1571.18 | 0 | 4.352 | 0.0065201 | 0 | 1.6188 | 0 | 0 | 949.4199 | 0 | 0 | 0 | 10723.4166 | 42 | 18 | Summer
2018-02-11 19:00 | 2522.2157 | 365.4721 | 654.8854 | 1984.3342 | 1589.7854 | 0 | 349.39 | 411.3438 | 327.082 | 489.73 | 1583.9365 | 0 | 4.3517 | 0.0065088 | 0 | 1.6187 | 0 | 0 | 966.4326 | 0 | 0 | 0 | 11250.5844 | 42 | 19 | Summer
2018-02-11 20:00 | 2622.4159 | 376.423 | 808.6846 | 1850.259 | 1554.6234 | 0 | 366.5302 | 398.844 | 315.4817 | 449.8164 | 1561.8899 | 0 | 3.6246 | 0.0065159 | 0 | 1.3482 | 0 | 0 | 966.9735 | 0 | 0 | 0 | 11276.9209 | 42 | 20 | Summer
2018-02-11 21:00 | 2744.7112 | 388.5977 | 825.2298 | 1805.1093 | 1488.9074 | 0 | 376.0663 | 387.03 | 303.6159 | 398.3211 | 1527.7768 | 0 | 3.0475 | 0.007196 | 0 | 1.1335 | 0 | 0 | 978.8422 | 0 | 0 | 0 | 11228.3959 | 42 | 21 | Summer
2018-02-11 22:00 | 2871.7301 | 398.7287 | 652.8695 | 1701.9696 | 1389.4615 | 0 | 260.9998 | 359.7525 | 292.2346 | 348.6035 | 1478.6656 | 0 | 2.3728 | 0.0070459 | 0 | 0.88259 | 0 | 0 | 1012.2011 | 0 | 0 | 0 | 10770.4791 | 42 | 22 | Summer
2018-02-11 23:00 | 2973.4698 | 406.1375 | 404.3129 | 1388.5004 | 1156.0521 | 0 | 279.0159 | 353.2391 | 280.3088 | 281.9514 | 1425.497 | 0 | 1.5886 | 0.0063428 | 0 | 0.5909 | 0 | 0 | 1066.0499 | 0 | 0 | 0 | 10016.7206 | 42 | 23 | Summer
2018-02-12 | 3084.4756 | 415.202 | 152.994 | 1002.7658 | 995.3426 | 0 | 290.2437 | 346.1236 | 267.4478 | 226.3455 | 1387.8625 | 0 | 0.84779 | 0.0070273 | 0 | 0.31534 | 0 | 0 | 1118.1221 | 0 | 0 | 0 | 9288.0954 | 43 | 0 | Spring
2018-02-12 01:00 | 3162.4951 | 419.7718 | 94.944 | 658.7004 | 922.3478 | 0 | 290.4932 | 314.9976 | 279.5264 | 210.1608 | 1505.9626 | 0 | 0.34091 | 0.0069804 | 0 | 0.1268 | 0 | 0 | 1125.2453 | 0 | 0 | 0 | 8985.1197 | 43 | 1 | Spring
2018-02-12 02:00 | 3209.2097 | 420.9661 | 85.6413 | 502.0253 | 886.1881 | 0 | 265.1964 | 298.7677 | 269.2645 | 181.6946 | 1478.6466 | 0 | 0.29075 | 0.0070272 | 0 | 0.10815 | 0 | 0 | 1074.3333 | 0 | 0 | 0 | 8672.3397 | 43 | 2 | Spring
2018-02-12 03:00 | 3340.7763 | 426.8181 | 83.4714 | 415.6001 | 870.8498 | 0 | 278.8015 | 302.5968 | 266.4335 | 173.3054 | 1445.5446 | 0 | 0.20573 | 0.0069697 | 0 | 0.076525 | 0 | 0 | 1019.0658 | 0 | 0 | 0 | 8623.5525 | 43 | 3 | Spring
2018-02-12 04:00 | 3464.7974 | 434.717 | 83.4714 | 444.3392 | 868.1649 | 0 | 307.1394 | 316.9139 | 267.755 | 174.3467 | 1409.419 | 0 | 0.039058 | 0.0070306 | 0 | 0.014528 | 0 | 0 | 1005.1637 | 0 | 0 | 0 | 8776.2882 | 43 | 4 | Spring
2018-02-12 05:00 | 3617.9473 | 447.2713 | 83.8667 | 584.8211 | 892.9917 | 0 | 333.9492 | 338.4588 | 278.5289 | 207.0898 | 1411.5797 | 0 | 0.12283 | 0.0070544 | 0 | 0.045689 | 0 | 0 | 1027.7298 | 0 | 0 | 0 | 9224.4098 | 43 | 5 | Spring
2018-02-12 06:00 | 3713.0358 | 456.4552 | 95.5944 | 961.0517 | 940.8486 | 0 | 417.4304 | 399.0884 | 308.6883 | 267.5815 | 1471.0486 | 0 | 0.25466 | 0.0071759 | 0 | 0.094723 | 0 | 0 | 1006.2543 | 0 | 0 | 0 | 10037.4339 | 43 | 6 | Spring
2018-02-12 07:00 | 3813.3448 | 464.7573 | 191.5321 | 1389.184 | 1051.8822 | 0 | 646.1094 | 487.6634 | 361.0912 | 352.9563 | 1780.761 | 0 | 0.44029 | 0.0063741 | 0 | 0.16377 | 0 | 0 | 990.9806 | 0 | 0 | 0 | 11530.8727 | 43 | 7 | Spring
2018-02-12 08:00 | 3750.1679 | 464.0548 | 258.5869 | 1490.158 | 1164.667 | 0 | 617.6444 | 552.0364 | 295.6675 | 485.0981 | 2019.6483 | 0 | 0.78991 | 0.0063124 | 0 | 0.29381 | 0 | 0 | 938.8999 | 0 | 0 | 0 | 12037.7193 | 43 | 8 | Spring
2018-02-12 09:00 | 3523.4335 | 450.3637 | 265.6639 | 1461.8444 | 1212.0826 | 0 | 561.5081 | 589.6174 | 373.1925 | 738.3489 | 2262.3134 | 0 | 1.34 | 0.0061891 | 0 | 0.49841 | 0 | 0 | 899.6871 | 0 | 0 | 0 | 12339.9 | 43 | 9 | Spring
2018-02-12 10:00 | 3240.2592 | 432.2481 | 264.8859 | 1497.2679 | 1244.0665 | 0 | 497.2527 | 624.5531 | 427.9549 | 851.5151 | 2474.8876 | 0 | 1.7478 | 0.0060412 | 0 | 0.6501 | 0 | 0 | 859.8538 | 0 | 0 | 0 | 12417.1488 | 43 | 10 | Spring
2018-02-12 11:00 | 2905.5884 | 406.3677 | 249.2067 | 1605.1354 | 1242.9161 | 0 | 423.2545 | 650.5812 | 455.032 | 914.3952 | 2638.8292 | 0 | 2.252 | 0.0059959 | 0 | 0.83766 | 0 | 0 | 877.0545 | 0 | 0 | 0 | 12371.4566 | 43 | 11 | Spring
2018-02-12 12:00 | 2614.0854 | 383.4818 | 227.7534 | 1556.2541 | 1239.1057 | 0 | 354.5199 | 661.2814 | 462.2699 | 936.1676 | 2689.9765 | 0 | 2.8002 | 0.0059622 | 0 | 1.0416 | 0 | 0 | 865.8075 | 0 | 0 | 0 | 11994.5509 | 43 | 12 | Spring
2018-02-12 13:00 | 2388.8345 | 360.6125 | 217.9694 | 1463.634 | 1248.0141 | 0 | 302.3124 | 661.306 | 458.6284 | 921.8229 | 2668.6977 | 0 | 2.8572 | 0.0059173 | 0 | 1.0628 | 0 | 0 | 860.2869 | 0 | 0 | 0 | 11556.045 | 43 | 13 | Spring
2018-02-12 14:00 | 2111.0451 | 333.2742 | 210.9407 | 1324.4385 | 1205.8684 | 0 | 265.2552 | 655.1836 | 444.9337 | 882.628 | 2591.0355 | 0 | 2.945 | 0.005948 | 0 | 1.0954 | 0 | 0 | 856.7857 | 0 | 0 | 0 | 10885.4353 | 43 | 14 | Spring
2018-02-12 15:00 | 1904.6041 | 313.1484 | 214.0754 | 1265.9483 | 1188.903 | 0 | 236.4818 | 637.6928 | 418.6017 | 836.5332 | 2458.7766 | 0 | 3.133 | 0.0059509 | 0 | 1.1653 | 0 | 0 | 850.1619 | 0 | 0 | 0 | 10329.2314 | 43 | 15 | Spring
2018-02-12 16:00 | 1807.0191 | 303.691 | 238.4354 | 1359.8525 | 1244.8104 | 0 | 231.7452 | 612.9848 | 385.4904 | 800.5493 | 2330.8758 | 0 | 3.6178 | 0.0060425 | 0 | 1.3457 | 0 | 0 | 867.5152 | 0 | 0 | 0 | 10187.9385 | 43 | 16 | Spring
2018-02-12 17:00 | 1811.742 | 303.0084 | 304.8761 | 1563.6341 | 1352.0498 | 0 | 238.0391 | 574.4743 | 352.9692 | 631.6401 | 2232.0612 | 0 | 3.4204 | 0.0062917 | 0 | 1.2722 | 0 | 0 | 878.7708 | 0 | 0 | 0 | 10247.964 | 43 | 17 | Spring
2018-02-12 18:00 | 1933.8268 | 314.1558 | 439.115 | 1834.4522 | 1499.5252 | 0 | 258.3782 | 517.8913 | 401.3384 | 606.419 | 2151.2535 | 0 | 4.2013 | 0.0063431 | 0 | 1.5627 | 0 | 0 | 915.4178 | 0 | 0 | 0 | 10877.5436 | 43 | 18 | Spring
2018-02-12 19:00 | 2072.7993 | 330.4205 | 624.8819 | 1895.7031 | 1554.8059 | 0 | 291.5752 | 479.5274 | 456.6614 | 585.2567 | 1943.2761 | 0 | 4.2811 | 0.0063769 | 0 | 1.5924 | 0 | 0 | 947.8647 | 0 | 0 | 0 | 11188.652 | 43 | 19 | Spring
2018-02-12 20:00 | 2195.2774 | 346.6722 | 773.2517 | 1849.7666 | 1519.8339 | 0 | 299.6007 | 435.4959 | 434.0916 | 547.6172 | 1848.5402 | 0 | 3.5222 | 0.0062826 | 0 | 1.3101 | 0 | 0 | 936.7681 | 0 | 0 | 0 | 11191.7541 | 43 | 20 | Spring
2018-02-12 21:00 | 2317.7872 | 360.8162 | 795.8867 | 1777.812 | 1465.0275 | 0 | 294.6605 | 390.8151 | 416.442 | 446.0422 | 1750.6478 | 0 | 2.9359 | 0.0062307 | 0 | 1.092 | 0 | 0 | 939.5755 | 0 | 0 | 0 | 10959.5469 | 43 | 21 | Spring
2018-02-12 22:00 | 2449.6394 | 373.7483 | 625.0557 | 1699.9227 | 1365.8354 | 0 | 181.8513 | 351.6157 | 384.8451 | 356.0692 | 1662.745 | 0 | 2.2136 | 0.006098 | 0 | 0.82336 | 0 | 0 | 943.5783 | 0 | 0 | 0 | 10397.9492 | 43 | 22 | Spring
2018-02-12 23:00 | 2604.7269 | 388.3477 | 371.5004 | 1416.4862 | 1124.7509 | 0 | 197.756 | 336.9047 | 331.3103 | 293.7303 | 1607.0386 | 0 | 1.4611 | 0.0061184 | 0 | 0.54346 | 0 | 0 | 979.7163 | 0 | 0 | 0 | 9654.279 | 43 | 23 | Spring
2018-02-13 | 2738.7475 | 399.8758 | 144.2117 | 990.2072 | 972.2729 | 0 | 215.8536 | 328.2346 | 297.0712 | 250.7005 | 1570.8671 | 0 | 0.31067 | 0.0053033 | 0 | 0.11556 | 0 | 0 | 1385.1706 | 0 | 0 | 0 | 9293.6443 | 44 | 0 | Spring
2018-02-13 01:00 | 2843.9111 | 408.5878 | 92.3133 | 652.0616 | 909.227 | 0 | 230.2965 | 299.1183 | 279.5264 | 209.2926 | 1505.9626 | 0 | 0.19422 | 0.0059152 | 0 | 0.072244 | 0 | 0 | 1358.8875 | 0 | 0 | 0 | 8789.4571 | 44 | 1 | Spring
2018-02-13 02:00 | 2904.2905 | 415.855 | 85.0438 | 472.3342 | 879.2269 | 0 | 206.3173 | 286.7676 | 269.2645 | 182.1786 | 1478.6466 | 0 | 0.091308 | 0.0052067 | 0 | 0.033963 | 0 | 0 | 1385.9537 | 0 | 0 | 0 | 8566.0092 | 44 | 2 | Spring
2018-02-13 03:00 | 3028.4058 | 423.5927 | 83.4714 | 421.9488 | 867.2603 | 0 | 216.7818 | 292.2486 | 266.4335 | 172.5664 | 1445.5446 | 0 | 0.11839 | 0.0059726 | 0 | 0.044036 | 0 | 0 | 1378.4141 | 0 | 0 | 0 | 8596.8364 | 44 | 3 | Spring
2018-02-13 04:00 | 3100.0751 | 428.6287 | 83.4714 | 430.584 | 866.7314 | 0 | 236.3274 | 306.4956 | 267.755 | 176.8255 | 1409.419 | 0 | 0.065075 | 0.0061464 | 0 | 0.024205 | 0 | 0 | 1415.0081 | 0 | 0 | 0 | 8721.4166 | 44 | 4 | Spring
2018-02-13 05:00 | 3233.3891 | 441.1731 | 83.8475 | 568.0997 | 892.3781 | 0 | 269.9224 | 331.2322 | 278.5289 | 209.5319 | 1411.5797 | 0 | 0.26883 | 0.005476 | 0 | 0.099993 | 0 | 0 | 1504.8093 | 0 | 0 | 0 | 9224.8662 | 44 | 5 | Spring
2018-02-13 06:00 | 3357.537 | 451.2191 | 94.6573 | 926.5498 | 939.0162 | 0 | 357.4954 | 393.7613 | 308.6883 | 266.4752 | 1471.0486 | 0 | 0.62587 | 0.0053689 | 0 | 0.2328 | 0 | 0 | 1371.7426 | 0 | 0 | 0 | 9939.0547 | 44 | 6 | Spring
2018-02-13 07:00 | 3429.2712 | 455.8779 | 192.8598 | 1372.659 | 1052.7101 | 0 | 572.3839 | 480.7485 | 356.9497 | 353.4093 | 1780.761 | 0 | 1.22 | 0.0051434 | 0 | 0.45379 | 0 | 0 | 1503.1736 | 0 | 0 | 0 | 11552.483 | 44 | 7 | Spring
2018-02-13 08:00 | 3330.8456 | 454.0951 | 262.591 | 1501.8194 | 1167.4369 | 0 | 535.5064 | 547.0744 | 294.1326 | 484.5839 | 2019.6483 | 0 | 1.4284 | 0.0051612 | 0 | 0.5313 | 0 | 0 | 1682.6511 | 0 | 0 | 0 | 12282.3496 | 44 | 8 | Spring
2018-02-13 09:00 | 3081.6268 | 438.6241 | 266.3336 | 1465.5718 | 1215.4767 | 0 | 477.8314 | 586.8096 | 373.1925 | 738.2002 | 2262.3134 | 0 | 1.3793 | 0.0052179 | 0 | 0.51303 | 0 | 0 | 1814.5672 | 0 | 0 | 0 | 12722.4449 | 44 | 9 | Spring
2018-02-13 10:00 | 2726.7621 | 408.4399 | 262.4833 | 1560.1122 | 1244.6859 | 0 | 393.6569 | 623.3689 | 427.9549 | 851.8495 | 2474.8876 | 0 | 1.5677 | 0.0052501 | 0 | 0.58312 | 0 | 0 | 1811.6609 | 0 | 0 | 0 | 12788.0182 | 44 | 10 | Spring
2018-02-13 11:00 | 2362.1795 | 368.7267 | 248.9401 | 1602.4367 | 1244.3541 | 0 | 319.6164 | 653.3154 | 455.032 | 914.1936 | 2638.8292 | 0 | 1.9573 | 0.0052472 | 0 | 0.72803 | 0 | 0 | 1861.4198 | 0 | 0 | 0 | 12671.7341 | 44 | 11 | Spring
2018-02-13 12:00 | 2027.9986 | 329.0782 | 230.1293 | 1567.0188 | 1244.7876 | 0 | 251.033 | 668.5345 | 462.2699 | 934.7375 | 2689.9765 | 0 | 2.2682 | 0.0053198 | 0 | 0.84369 | 0 | 0 | 1901.1323 | 0 | 0 | 0 | 12309.8134 | 44 | 12 | Spring
2018-02-13 13:00 | 1766.0856 | 290.5708 | 220.3162 | 1464.9574 | 1253.3233 | 0 | 196.475 | 677.0904 | 458.6284 | 923.3942 | 2668.6977 | 0 | 2.3269 | 0.0052577 | 0 | 0.86553 | 0 | 0 | 1925.8289 | 0 | 0 | 0 | 11848.5657 | 44 | 13 | Spring
2018-02-13 14:00 | 1507.9822 | 256.1799 | 211.0105 | 1320.8937 | 1207.4844 | 0 | 166.266 | 677.3315 | 444.9337 | 882.1513 | 2591.0355 | 0 | 2.7013 | 0.0061483 | 0 | 1.0048 | 0 | 0 | 1959.2011 | 0 | 0 | 0 | 11228.1821 | 44 | 14 | Spring
2018-02-13 15:00 | 1319.2238 | 221.4667 | 214.0355 | 1284.9556 | 1189.7305 | 0 | 143.8933 | 661.177 | 418.6017 | 836.736 | 2458.7766 | 0 | 3.7038 | 0.0061776 | 0 | 1.3777 | 0 | 0 | 1935.5306 | 0 | 0 | 0 | 10689.215 | 44 | 15 | Spring
2018-02-13 16:00 | 1216.399 | 202.2864 | 240.0756 | 1366.7161 | 1247.8053 | 0 | 137.2562 | 637.9909 | 385.4904 | 801.1241 | 2330.8758 | 0 | 4.9195 | 0.0063236 | 0 | 1.8298 | 0 | 0 | 1886.2039 | 0 | 0 | 0 | 10458.9793 | 44 | 16 | Spring
2018-02-13 17:00 | 1240.8958 | 204.0174 | 305.6813 | 1586.6133 | 1352.5977 | 0 | 153.1318 | 591.9721 | 352.9692 | 630.5649 | 2232.0612 | 0 | 5.8169 | 0.0055809 | 0 | 2.1637 | 0 | 0 | 1785.227 | 0 | 0 | 0 | 10443.7179 | 44 | 17 | Spring
2018-02-13 18:00 | 1325.0854 | 224.7918 | 439.259 | 1826.8054 | 1496.7069 | 0 | 169.6619 | 521.4624 | 384.1761 | 607.7489 | 2151.2535 | 0 | 4.4907 | 0.0063178 | 0 | 1.6703 | 0 | 0 | 1778.9603 | 0 | 0 | 0 | 10932.079 | 44 | 18 | Spring
2018-02-13 19:00 | 1417.477 | 242.0364 | 622.1322 | 1866.4463 | 1551.347 | 0 | 190.4055 | 476.9165 | 456.6614 | 585.5078 | 1943.2761 | 0 | 2.3796 | 0.006277 | 0 | 0.8851 | 0 | 0 | 1744.3108 | 0 | 0 | 0 | 11099.788 | 44 | 19 | Spring
2018-02-13 20:00 | 1504.5028 | 254.2925 | 770.1521 | 1818.7947 | 1515.7418 | 0 | 199.4826 | 426.514 | 434.0916 | 546.7751 | 1848.5402 | 0 | 1.7981 | 0.0062093 | 0 | 0.66883 | 0 | 0 | 1699.8624 | 0 | 0 | 0 | 11021.2231 | 44 | 20 | Spring
2018-02-13 21:00 | 1595.4204 | 267.66 | 792.1454 | 1749.1548 | 1459.2405 | 0 | 194.8231 | 380.3202 | 416.442 | 446.6642 | 1750.6478 | 0 | 1.3826 | 0.0060907 | 0 | 0.51427 | 0 | 0 | 1698.4456 | 0 | 0 | 0 | 10752.867 | 44 | 21 | Spring
2018-02-13 22:00 | 1716.5052 | 283.2777 | 624.3349 | 1636.6548 | 1362.2666 | 0 | 121.2867 | 344.7084 | 384.8451 | 356.9555 | 1662.745 | 0 | 0.88803 | 0.0059222 | 0 | 0.33031 | 0 | 0 | 1617.5511 | 0 | 0 | 0 | 10112.3553 | 44 | 22 | Spring
2018-02-13 23:00 | 1861.8068 | 301.0595 | 369.5084 | 1391.9554 | 1122.748 | 0 | 125.0336 | 326.1698 | 331.3103 | 293.4956 | 1607.0386 | 0 | 0.62213 | 0.0059655 | 0 | 0.23141 | 0 | 0 | 1556.4472 | 0 | 0 | 0 | 9287.4328 | 44 | 23 | Spring
2018-02-14 | 1955.1236 | 313.0474 | 144.0086 | 978.3543 | 972.032 | 0 | 133.4579 | 316.4913 | 297.0712 | 251.33 | 1570.8671 | 0 | 0.32663 | 0.005731 | 0 | 0.12149 | 0 | 0 | 1456.9702 | 0 | 0 | 0 | 8389.2074 | 45 | 0 | Spring
2018-02-14 01:00 | 2034.3273 | 322.6521 | 92.4122 | 641.9213 | 908.7769 | 0 | 139.0649 | 287.4079 | 280.3765 | 209.1137 | 1505.1196 | 0 | 0.2051 | 0.005645 | 0 | 0.076289 | 0 | 0 | 1436.7905 | 0 | 0 | 0 | 7858.2499 | 45 | 1 | Spring
2018-02-14 02:00 | 2103.0187 | 333.7136 | 84.9898 | 480.2764 | 878.7782 | 0 | 129.9556 | 274.6992 | 269.5294 | 182.9294 | 1478.1875 | 0 | 0.096309 | 0.0056419 | 0 | 0.035823 | 0 | 0 | 1453.1628 | 0 | 0 | 0 | 7669.3783 | 45 | 2 | Spring
2018-02-14 03:00 | 2235.0805 | 344.041 | 83.4714 | 404.4364 | 866.7833 | 0 | 138.2218 | 280.3491 | 266.5707 | 173.1922 | 1447.029 | 0 | 0.12446 | 0.0056417 | 0 | 0.046295 | 0 | 0 | 1440.2019 | 0 | 0 | 0 | 7679.5536 | 45 | 3 | Spring
2018-02-14 04:00 | 2339.5917 | 352.1248 | 83.4714 | 432.4441 | 866.1846 | 0 | 155.0921 | 296.3238 | 267.699 | 175.6259 | 1412.9785 | 0 | 0.067644 | 0.0058246 | 0 | 0.025161 | 0 | 0 | 1474.5187 | 0 | 0 | 0 | 7856.1531 | 45 | 4 | Spring
2018-02-14 05:00 | 2452.934 | 364.607 | 83.8749 | 580.5718 | 893.803 | 0 | 182.0663 | 321.1718 | 278.346 | 211.6116 | 1415.3208 | 0 | 0.28272 | 0.0059956 | 0 | 0.10516 | 0 | 0 | 1579.9712 | 0 | 0 | 0 | 8364.6723 | 45 | 5 | Spring
2018-02-14 06:00 | 2548.5988 | 375.4009 | 95.7858 | 960.878 | 941.1597 | 0 | 242.7659 | 385.054 | 308.3191 | 266.0808 | 1476.3328 | 0 | 0.70733 | 0.0051775 | 0 | 0.2631 | 0 | 0 | 1533.5221 | 0 | 0 | 0 | 9134.8736 | 45 | 6 | Spring
2018-02-14 07:00 | 2623.6076 | 383.6571 | 192.3641 | 1363.9618 | 1053.0987 | 0 | 435.1273 | 479.3884 | 347.1794 | 353.3874 | 1786.7213 | 0 | 1.3479 | 0.0050463 | 0 | 0.50135 | 0 | 0 | 1645.4168 | 0 | 0 | 0 | 10665.764 | 45 | 7 | Spring
2018-02-14 08:00 | 2595.2774 | 382.8998 | 262.5736 | 1460.8249 | 1167.824 | 0 | 412.4816 | 552.2698 | 291.592 | 484.8881 | 2024.559 | 0 | 1.5033 | 0.0049636 | 0 | 0.55918 | 0 | 0 | 1761.9347 | 0 | 0 | 0 | 11399.1922 | 45 | 8 | Spring
2018-02-14 09:00 | 2440.5854 | 364.0317 | 267.9805 | 1490.8041 | 1216.0585 | 0 | 367.1195 | 598.7322 | 369.9993 | 738.7941 | 2265.9667 | 0 | 1.3992 | 0.0056656 | 0 | 0.52043 | 0 | 0 | 1834.3879 | 0 | 0 | 0 | 11956.3853 | 45 | 9 | Spring
2018-02-14 10:00 | 2211.2745 | 337.1803 | 261.1795 | 1521.7426 | 1242.4733 | 0 | 306.8183 | 642.6712 | 426.9046 | 852.2058 | 2476.1416 | 0 | 1.5596 | 0.0049981 | 0 | 0.58011 | 0 | 0 | 1796.8206 | 0 | 0 | 0 | 12077.5571 | 45 | 10 | Spring
2018-02-14 11:00 | 1945.9199 | 295.1301 | 247.8338 | 1565.4492 | 1240.7214 | 0 | 245.5804 | 679.2704 | 454.7857 | 913.3744 | 2638.4569 | 0 | 1.9231 | 0.0050446 | 0 | 0.71533 | 0 | 0 | 1824.8399 | 0 | 0 | 0 | 12054.0056 | 45 | 11 | Spring
2018-02-14 12:00 | 1728.007 | 252.6707 | 231.085 | 1560.4253 | 1242.2482 | 0 | 197.9998 | 701.8694 | 462.2038 | 936.0466 | 2687.2316 | 0 | 2.1964 | 0.0050398 | 0 | 0.81697 | 0 | 0 | 1836.7137 | 0 | 0 | 0 | 11839.5196 | 45 | 12 | Spring
2018-02-14 13:00 | 1590.0521 | 225.7752 | 220.403 | 1471.0019 | 1251.5493 | 0 | 170.4182 | 710.7213 | 458.607 | 920.9622 | 2665.233 | 0 | 2.2508 | 0.0058018 | 0 | 0.83721 | 0 | 0 | 1859.1447 | 0 | 0 | 0 | 11546.9617 | 45 | 13 | Spring
2018-02-14 14:00 | 1414.3685 | 195.0754 | 213.7606 | 1332.2371 | 1211.021 | 0 | 155.0743 | 707.9565 | 444.7941 | 884.0627 | 2587.6906 | 0 | 2.566 | 0.0057833 | 0 | 0.95444 | 0 | 0 | 1857.5372 | 0 | 0 | 0 | 11007.1041 | 45 | 14 | Spring
2018-02-14 15:00 | 1343.7901 | 187.6192 | 217.721 | 1329.3284 | 1193.7759 | 0 | 148.634 | 679.6959 | 418.3252 | 835.8387 | 2454.409 | 0 | 3.53 | 0.0059106 | 0 | 1.313 | 0 | 0 | 1840.9241 | 0 | 0 | 0 | 10654.9105 | 45 | 15 | Spring
2018-02-14 16:00 | 1355.5006 | 188.8915 | 240.2794 | 1401.5711 | 1249.609 | 0 | 155.3766 | 643.9326 | 385.0426 | 801.2687 | 2323.7506 | 0 | 4.7098 | 0.0060033 | 0 | 1.7518 | 0 | 0 | 1801.7224 | 0 | 0 | 0 | 10553.4129 | 45 | 16 | Spring
2018-02-14 17:00 | 1370.5013 | 189.6083 | 303.4049 | 1605.8884 | 1353.9683 | 0 | 162.6774 | 599.7811 | 352.7135 | 631.3508 | 2226.2753 | 0 | 5.677 | 0.005425 | 0 | 2.1116 | 0 | 0 | 1738.316 | 0 | 0 | 0 | 10542.2792 | 45 | 17 | Spring
2018-02-14 18:00 | 1410.0934 | 195.7424 | 435.0443 | 1850.3141 | 1491.7814 | 0 | 177.3774 | 536.4141 | 384.0125 | 606.9347 | 2145.2711 | 0 | 4.4579 | 0.0061379 | 0 | 1.6581 | 0 | 0 | 1761.7502 | 0 | 0 | 0 | 11000.8577 | 45 | 18 | Spring
2018-02-14 19:00 | 1483.8746 | 206.5127 | 617.2029 | 1861.7014 | 1548.88 | 0 | 194.8541 | 488.0865 | 456.3981 | 585.7239 | 1939.6489 | 0 | 2.4247 | 0.0061992 | 0 | 0.90188 | 0 | 0 | 1773.3714 | 0 | 0 | 0 | 11159.5874 | 45 | 19 | Spring
2018-02-14 20:00 | 1560.4309 | 220.0103 | 764.6296 | 1813.1046 | 1516.3329 | 0 | 197.8355 | 435.0518 | 433.8378 | 546.5949 | 1847.6458 | 0 | 1.8568 | 0.0061071 | 0 | 0.69067 | 0 | 0 | 1750.8919 | 0 | 0 | 0 | 11088.9197 | 45 | 20 | Spring
2018-02-14 21:00 | 1653.3117 | 232.4325 | 791.3532 | 1819.7824 | 1462.5991 | 0 | 194.8712 | 384.7715 | 416.9044 | 446.5894 | 1751.3338 | 0 | 1.4291 | 0.0059892 | 0 | 0.53157 | 0 | 0 | 1752.953 | 0 | 0 | 0 | 10908.869 | 45 | 21 | Spring
2018-02-14 22:00 | 1761.2852 | 258.3939 | 624.0959 | 1683.5452 | 1364.9781 | 0 | 112.0607 | 344.0956 | 387.4343 | 356.4617 | 1664.7943 | 0 | 0.91977 | 0.0058036 | 0 | 0.34212 | 0 | 0 | 1674.4368 | 0 | 0 | 0 | 10232.8495 | 45 | 22 | Spring
2018-02-14 23:00 | 1881.1798 | 267.8174 | 368.4037 | 1350.4301 | 1122.2067 | 0 | 119.2749 | 324.4212 | 334.9043 | 293.6352 | 1608.5029 | 0 | 0.64302 | 0.0057302 | 0 | 0.23918 | 0 | 0 | 1606.137 | 0 | 0 | 0 | 9277.8012 | 45 | 23 | Spring
2018-02-15 | 1993.7954 | 294.7818 | 144.3175 | 940.5381 | 972.8633 | 0 | 129.5254 | 314.7938 | 299.0758 | 253.2559 | 1571.4723 | 0 | 0.33047 | 0.0056821 | 0 | 0.12292 | 0 | 0 | 1470.7199 | 0 | 0 | 0 | 8385.5982 | 46 | 0 | Spring
2018-02-15 01:00 | 2068.1645 | 302.5275 | 92.3485 | 661.2368 | 909.5547 | 0 | 137.6743 | 282.9436 | 279.9786 | 208.3037 | 1499.6921 | 0 | 0.20689 | 0.0056079 | 0 | 0.076955 | 0 | 0 | 1445.9216 | 0 | 0 | 0 | 7888.6352 | 46 | 1 | Spring
2018-02-15 02:00 | 2123.5822 | 303.8547 | 85.109 | 481.1199 | 880.0105 | 0 | 126.1565 | 268.475 | 269.4236 | 182.9128 | 1473.7262 | 0 | 0.095806 | 0.0055971 | 0 | 0.035636 | 0 | 0 | 1448.6386 | 0 | 0 | 0 | 7643.146 | 46 | 2 | Spring
2018-02-15 03:00 | 2272.5706 | 305.5296 | 83.4714 | 434.2839 | 868.3979 | 0 | 139.3321 | 275.3963 | 266.5045 | 172.8518 | 1441.5905 | 0 | 0.12348 | 0.005669 | 0 | 0.045928 | 0 | 0 | 1436.4861 | 0 | 0 | 0 | 7696.5897 | 46 | 3 | Spring
2018-02-15 04:00 | 2389.7345 | 328.9172 | 83.4714 | 444.5897 | 867.1894 | 0 | 157.6116 | 291.581 | 267.7548 | 176.7542 | 1406.1367 | 0 | 0.067488 | 0.0058346 | 0 | 0.025103 | 0 | 0 | 1465.8742 | 0 | 0 | 0 | 7879.713 | 46 | 4 | Spring
2018-02-15 05:00 | 2543.0942 | 345.1449 | 83.8486 | 584.5719 | 892.394 | 0 | 188.0791 | 316.347 | 278.5034 | 209.6151 | 1407.606 | 0 | 0.27949 | 0.0059214 | 0 | 0.10396 | 0 | 0 | 1562.5875 | 0 | 0 | 0 | 8412.181 | 46 | 5 | Spring
2018-02-15 06:00 | 2681.0101 | 359.448 | 95.1674 | 938.8481 | 940.0978 | 0 | 250.9341 | 381.0263 | 308.7658 | 266.7933 | 1468.3202 | 0 | 0.71263 | 0.0050565 | 0 | 0.26507 | 0 | 0 | 1540.9121 | 0 | 0 | 0 | 9232.3059 | 46 | 6 | Spring
2018-02-15 07:00 | 2775.8695 | 368.0914 | 191.54 | 1381.6886 | 1051.9894 | 0 | 454.2138 | 475.4296 | 344.8363 | 353.1889 | 1779.6201 | 0 | 1.3418 | 0.0048586 | 0 | 0.49909 | 0 | 0 | 1635.9853 | 0 | 0 | 0 | 10814.2986 | 46 | 7 | Spring
2018-02-15 08:00 | 2767.2818 | 371.4662 | 260.9107 | 1488.155 | 1165.9149 | 0 | 429.1845 | 546.7935 | 294.5987 | 485.4344 | 2017.8965 | 0 | 1.4933 | 0.0049202 | 0 | 0.55546 | 0 | 0 | 1748.4946 | 0 | 0 | 0 | 11578.1844 | 46 | 8 | Spring
2018-02-15 09:00 | 2558.8406 | 355.2744 | 270.2952 | 1485.4583 | 1218.389 | 0 | 380.952 | 592.7238 | 373.2298 | 738.1681 | 2257.9883 | 0 | 1.4067 | 0.0056111 | 0 | 0.52322 | 0 | 0 | 1842.8914 | 0 | 0 | 0 | 12076.1464 | 46 | 9 | Spring
2018-02-15 10:00 | 2298.7882 | 329.7774 | 264.207 | 1522.7549 | 1246.3621 | 0 | 324.6292 | 637.3206 | 427.9351 | 851.7287 | 2464.3516 | 0 | 1.5795 | 0.0055968 | 0 | 0.58752 | 0 | 0 | 1819.1141 | 0 | 0 | 0 | 12189.1416 | 46 | 10 | Spring
2018-02-15 11:00 | 2106.5096 | 303.5666 | 248.0802 | 1525.0956 | 1242.84 | 0 | 283.5088 | 674.9301 | 454.9391 | 914.6533 | 2619.0307 | 0 | 1.947 | 0.0055815 | 0 | 0.72419 | 0 | 0 | 1846.421 | 0 | 0 | 0 | 12222.2517 | 46 | 11 | Spring
2018-02-15 12:00 | 1950.543 | 271.5849 | 228.6108 | 1523.701 | 1241.5372 | 0 | 247.4423 | 693.2418 | 462.2158 | 935.1515 | 2659.1363 | 0 | 2.2443 | 0.0055876 | 0 | 0.83481 | 0 | 0 | 1875.9504 | 0 | 0 | 0 | 12092.1997 | 46 | 12 | Spring
2018-02-15 13:00 | 1843.2256 | 248.0782 | 218.8302 | 1453.6088 | 1250.802 | 0 | 221.0675 | 698.8021 | 458.611 | 921.3015 | 2631.5079 | 0 | 2.2805 | 0.0055594 | 0 | 0.84825 | 0 | 0 | 1882.6009 | 0 | 0 | 0 | 11831.5698 | 46 | 13 | Spring
2018-02-15 14:00 | 1744.0934 | 238.9602 | 211.6702 | 1317.5224 | 1208.0876 | 0 | 214.4004 | 694.9851 | 444.7978 | 883.0791 | 2553.0501 | 0 | 2.6182 | 0.005622 | 0 | 0.97386 | 0 | 0 | 1894.332 | 0 | 0 | 0 | 11408.576 | 46 | 14 | Spring
2018-02-15 15:00 | 1689.1602 | 232.3986 | 213.7506 | 1225.4518 | 1190.1764 | 0 | 205.1157 | 675.1161 | 418.3259 | 835.0148 | 2424.9496 | 0 | 3.6022 | 0.0056544 | 0 | 1.3399 | 0 | 0 | 1877.8707 | 0 | 0 | 0 | 10992.278 | 46 | 15 | Spring
2018-02-15 16:00 | 1643.5977 | 229.087 | 239.2064 | 1365.9225 | 1247.7172 | 0 | 200.5787 | 644.8221 | 385.0428 | 801.0789 | 2305.3861 | 0 | 4.8337 | 0.0058135 | 0 | 1.7979 | 0 | 0 | 1848.1579 | 0 | 0 | 0 | 10917.2347 | 46 | 16 | Spring
2018-02-15 17:00 | 1662.8314 | 229.7455 | 301.7599 | 1560.7521 | 1351.0633 | 0 | 208.7102 | 597.8576 | 352.7128 | 630.4471 | 2218.8984 | 0 | 5.8282 | 0.005973 | 0 | 2.1678 | 0 | 0 | 1783.3937 | 0 | 0 | 0 | 10906.174 | 46 | 17 | Spring
2018-02-15 18:00 | 1779.6296 | 239.9381 | 433.3343 | 1799.3914 | 1492.6988 | 0 | 231.5259 | 526.1901 | 382.9961 | 606.8311 | 2147.8031 | 0 | 4.4717 | 0.0058694 | 0 | 1.6633 | 0 | 0 | 1766.2483 | 0 | 0 | 0 | 11412.7276 | 46 | 18 | Spring
2018-02-15 19:00 | 1902.7724 | 269.4043 | 614.7979 | 1864.4207 | 1547.536 | 0 | 255.7564 | 480.0294 | 456.397 | 586.0408 | 1949.5547 | 0 | 2.4142 | 0.0058607 | 0 | 0.89798 | 0 | 0 | 1764.2375 | 0 | 0 | 0 | 11694.2651 | 46 | 19 | Spring
2018-02-15 20:00 | 1979.8628 | 290.7861 | 766.8357 | 1824.5791 | 1517.4979 | 0 | 260.5349 | 430.5759 | 433.8179 | 546.7502 | 1862.2369 | 0 | 1.8391 | 0.0058226 | 0 | 0.68406 | 0 | 0 | 1733.0932 | 0 | 0 | 0 | 11649.0993 | 46 | 20 | Spring
2018-02-15 21:00 | 2085.5822 | 301.4099 | 792.6524 | 1745.6497 | 1463.5058 | 0 | 262.7022 | 379.9784 | 416.262 | 446.5755 | 1767.361 | 0 | 1.3951 | 0.0057117 | 0 | 0.51893 | 0 | 0 | 1710.9335 | 0 | 0 | 0 | 11374.5324 | 46 | 21 | Spring
2018-02-15 22:00 | 2219.4436 | 315.6612 | 625.4903 | 1686.2727 | 1365.1229 | 0 | 157.6682 | 339.9804 | 384.679 | 355.571 | 1678.2702 | 0 | 0.89775 | 0.0055535 | 0 | 0.33393 | 0 | 0 | 1633.3103 | 0 | 0 | 0 | 10762.7072 | 46 | 22 | Spring
2018-02-15 23:00 | 2357.2388 | 330.0316 | 374.1115 | 1429.2448 | 1126.4765 | 0 | 173.9243 | 322.8569 | 331.3634 | 293.6491 | 1615.7561 | 0 | 0.62383 | 0.0060552 | 0 | 0.23204 | 0 | 0 | 1557.6118 | 0 | 0 | 0 | 9913.1268 | 46 | 23 | Spring
2018-02-16 | 2477.2826 | 344.2891 | 144.6802 | 972.2827 | 972.3839 | 0 | 191.0257 | 312.2075 | 297.3906 | 251.9859 | 1570.2167 | 0 | 0.3308 | 0.0059725 | 0 | 0.12305 | 0 | 0 | 1472.0149 | 0 | 0 | 0 | 9006.2193 | 47 | 0 | Spring
2018-02-16 01:00 | 2566.1679 | 354.4316 | 92.6502 | 642.1564 | 909.4323 | 0 | 201.5369 | 283.5163 | 279.5245 | 210.0178 | 1506.1533 | 0 | 0.20922 | 0.0060151 | 0 | 0.077823 | 0 | 0 | 1461.282 | 0 | 0 | 0 | 8507.1622 | 47 | 1 | Spring
2018-02-16 02:00 | 2636.4336 | 362.7342 | 85.0714 | 481.8549 | 879.5815 | 0 | 187.6274 | 270.8843 | 269.2631 | 182.8346 | 1478.7407 | 0 | 0.097355 | 0.0054217 | 0 | 0.036212 | 0 | 0 | 1476.4769 | 0 | 0 | 0 | 8311.6415 | 47 | 2 | Spring
2018-02-16 03:00 | 2768.28 | 375.448 | 83.4714 | 417.7074 | 867.7781 | 0 | 200.9735 | 275.7518 | 266.4351 | 173.599 | 1445.3137 | 0 | 0.12603 | 0.005426 | 0 | 0.046878 | 0 | 0 | 1461.9559 | 0 | 0 | 0 | 8336.8922 | 47 | 3 | Spring
2018-02-16 04:00 | 2904.0363 | 387.2657 | 83.4714 | 437.5887 | 866.832 | 0 | 223.0804 | 292.6638 | 267.7569 | 175.5143 | 1409.2703 | 0 | 0.068917 | 0.0055342 | 0 | 0.025634 | 0 | 0 | 1492.6611 | 0 | 0 | 0 | 8540.2408 | 47 | 4 | Spring
2018-02-16 05:00 | 3051.0965 | 400.7567 | 83.8534 | 563.6534 | 892.6982 | 0 | 254.267 | 318.5544 | 278.5651 | 209.6668 | 1411.641 | 0 | 0.28859 | 0.0057558 | 0 | 0.10734 | 0 | 0 | 1611.0718 | 0 | 0 | 0 | 9076.226 | 47 | 5 | Spring
2018-02-16 06:00 | 3161.7016 | 411.6789 | 95.1182 | 929.1829 | 940.7073 | 0 | 332.9341 | 382.4326 | 308.9087 | 267.8546 | 1471.3644 | 0 | 0.74076 | 0.0056947 | 0 | 0.27553 | 0 | 0 | 1598.444 | 0 | 0 | 0 | 9901.3491 | 47 | 6 | Spring
2018-02-16 07:00 | 3252.4546 | 419.7241 | 192.3567 | 1318.6278 | 1052.3015 | 0 | 561.2314 | 477.4054 | 345.0319 | 352.5053 | 1781.3974 | 0 | 1.37 | 0.0054263 | 0 | 0.50957 | 0 | 0 | 1668.0605 | 0 | 0 | 0 | 11422.9817 | 47 | 7 | Spring
2018-02-16 08:00 | 3228.4177 | 414.5909 | 260.3681 | 1452.1306 | 1166.7238 | 0 | 533.022 | 549.4996 | 284.3938 | 484.3781 | 2020.5106 | 0 | 1.507 | 0.005471 | 0 | 0.56055 | 0 | 0 | 1763.7309 | 0 | 0 | 0 | 12159.8392 | 47 | 8 | Spring
2018-02-16 09:00 | 3081.2646 | 396.2294 | 266.0258 | 1456.0986 | 1212.2972 | 0 | 492.773 | 595.7463 | 373.5291 | 736.8198 | 2263.4399 | 0 | 1.4032 | 0.0054434 | 0 | 0.52194 | 0 | 0 | 1837.6869 | 0 | 0 | 0 | 12713.8412 | 47 | 9 | Spring
2018-02-16 10:00 | 2872.0574 | 374.9609 | 262.9146 | 1530.367 | 1242.5009 | 0 | 435.3545 | 639.212 | 428.1539 | 852.1563 | 2475.5218 | 0 | 1.5578 | 0.0054719 | 0 | 0.57944 | 0 | 0 | 1793.1571 | 0 | 0 | 0 | 12908.4991 | 47 | 10 | Spring
2018-02-16 11:00 | 2621.4714 | 350.2957 | 248.9659 | 1590.733 | 1240.4521 | 0 | 377.0031 | 673.4261 | 455.0525 | 912.7593 | 2639.1871 | 0 | 1.89 | 0.005471 | 0 | 0.70302 | 0 | 0 | 1791.8571 | 0 | 0 | 0 | 12903.8018 | 47 | 11 | Spring
2018-02-16 12:00 | 2403.7138 | 320.92 | 229.6738 | 1564.688 | 1240.272 | 0 | 324.4098 | 692.0729 | 462.2472 | 935.0688 | 2690.1353 | 0 | 2.1612 | 0.005525 | 0 | 0.8039 | 0 | 0 | 1805.7058 | 0 | 0 | 0 | 12671.878 | 47 | 12 | Spring
2018-02-16 13:00 | 2229.349 | 294.4748 | 220.303 | 1454.3326 | 1250.3509 | 0 | 282.0022 | 698.2093 | 458.6161 | 922.5524 | 2668.8029 | 0 | 2.1802 | 0.0055228 | 0 | 0.81094 | 0 | 0 | 1799.2851 | 0 | 0 | 0 | 12281.275 | 47 | 13 | Spring
2018-02-16 14:00 | 1982.7246 | 271.753 | 213.2151 | 1281.522 | 1209.0399 | 0 | 251.8533 | 692.6907 | 444.7996 | 884.2629 | 2591.1365 | 0 | 2.4712 | 0.0055493 | 0 | 0.9192 | 0 | 0 | 1787.4917 | 0 | 0 | 0 | 11613.8852 | 47 | 14 | Spring
2018-02-16 15:00 | 1817.1999 | 255.8782 | 216.0373 | 1254.1174 | 1190.9203 | 0 | 228.6061 | 670.4982 | 418.3241 | 837.4868 | 2458.6795 | 0 | 3.3743 | 0.0056544 | 0 | 1.2551 | 0 | 0 | 1758.2823 | 0 | 0 | 0 | 11110.6653 | 47 | 15 | Spring
2018-02-16 16:00 | 1708.4427 | 247.8265 | 239.8405 | 1376.4132 | 1245.1512 | 0 | 217.6376 | 645.4872 | 385.0424 | 800.6544 | 2330.3807 | 0 | 4.4932 | 0.0057163 | 0 | 1.6713 | 0 | 0 | 1717.3246 | 0 | 0 | 0 | 10920.3712 | 47 | 16 | Spring
2018-02-16 17:00 | 1727.7692 | 248.1325 | 303.461 | 1584.4444 | 1350.6547 | 0 | 222.468 | 597.1441 | 352.7127 | 632.5917 | 2231.4381 | 0 | 5.5441 | 0.0053181 | 0 | 2.0622 | 0 | 0 | 1695.8126 | 0 | 0 | 0 | 10954.2405 | 47 | 17 | Spring
2018-02-16 18:00 | 1793.9002 | 255.1341 | 436.5055 | 1843.2432 | 1496.1327 | 0 | 237.8326 | 530.5624 | 383.0097 | 608.7798 | 2150.4236 | 0 | 4.4067 | 0.0059689 | 0 | 1.6391 | 0 | 0 | 1739.624 | 0 | 0 | 0 | 11481.1996 | 47 | 18 | Spring
2018-02-16 19:00 | 1905.4691 | 270.8509 | 622.2288 | 1883.5008 | 1551.7432 | 0 | 261.3102 | 483.8812 | 456.4114 | 588.2056 | 1942.5304 | 0 | 2.4356 | 0.0060314 | 0 | 0.90593 | 0 | 0 | 1779.1722 | 0 | 0 | 0 | 11748.6513 | 47 | 19 | Spring
2018-02-16 20:00 | 1972.5484 | 279.8022 | 779.3562 | 1820.0561 | 1522.4662 | 0 | 262.4965 | 435.2245 | 433.8131 | 551.4956 | 1847.9887 | 0 | 1.891 | 0.0060712 | 0 | 0.70336 | 0 | 0 | 1781.0163 | 0 | 0 | 0 | 11688.8643 | 47 | 20 | Spring
2018-02-16 21:00 | 2072.7659 | 289.1171 | 803.0146 | 1813.7465 | 1467.0525 | 0 | 257.5465 | 386.0936 | 416.2357 | 448.8145 | 1750.3133 | 0 | 1.4639 | 0.0059968 | 0 | 0.54452 | 0 | 0 | 1795.0811 | 0 | 0 | 0 | 11501.7957 | 47 | 21 | Spring
2018-02-16 22:00 | 2187.7418 | 297.883 | 634.7043 | 1691.3727 | 1370.577 | 0 | 154.4656 | 345.1734 | 384.597 | 357.9746 | 1662.5902 | 0 | 0.94938 | 0.0058627 | 0 | 0.35313 | 0 | 0 | 1727.0616 | 0 | 0 | 0 | 10815.4495 | 47 | 22 | Spring
2018-02-16 23:00 | 2310.1627 | 307.6659 | 375.4451 | 1395.3376 | 1127.6162 | 0 | 166.3829 | 326.0208 | 331.1797 | 296.4816 | 1606.9977 | 0 | 0.67426 | 0.0065606 | 0 | 0.2508 | 0 | 0 | 1684.5931 | 0 | 0 | 0 | 9928.8149 | 47 | 23 | Spring
2018-02-17 | 2417.6651 | 330.0137 | 144.5156 | 995.3947 | 974.2623 | 0 | 181.0246 | 313.8041 | 297.0686 | 253.7207 | 1570.7655 | 0 | 0.36628 | 0.0064724 | 0 | 0.13624 | 0 | 0 | 1631.4297 | 0 | 0 | 0 | 9110.1736 | 48 | 0 | Summer
2018-02-17 01:00 | 2507.3685 | 338.8083 | 92.4401 | 686.8507 | 910.5091 | 0 | 213.1036 | 295.723 | 262.7998 | 186.6965 | 1547.7876 | 0 | 0.23056 | 0.006363 | 0 | 0.085759 | 0 | 0 | 1609.9489 | 0 | 0 | 0 | 8652.3589 | 48 | 1 | Summer
2018-02-17 02:00 | 2591.8016 | 347.305 | 85.1338 | 501.3568 | 880.0745 | 0 | 191.4155 | 282.6163 | 255.9752 | 172.9264 | 1557.1641 | 0 | 0.10845 | 0.006396 | 0 | 0.04034 | 0 | 0 | 1632.0214 | 0 | 0 | 0 | 8497.9457 | 48 | 2 | Summer
2018-02-17 03:00 | 2760.8911 | 360.9734 | 83.0738 | 420.7001 | 867.9717 | 0 | 197.9212 | 284.0154 | 250.1968 | 175.0839 | 1530.9542 | 0 | 0.13889 | 0.0064424 | 0 | 0.05166 | 0 | 0 | 1609.5537 | 0 | 0 | 0 | 8541.5323 | 48 | 3 | Summer
2018-02-17 04:00 | 2867.0898 | 370.006 | 83.0738 | 415.308 | 867.0857 | 0 | 210.9023 | 295.1819 | 248.3003 | 193.9371 | 1497.1429 | 0 | 0.075057 | 0.0066074 | 0 | 0.027918 | 0 | 0 | 1635.8297 | 0 | 0 | 0 | 8683.9671 | 48 | 4 | Summer
2018-02-17 05:00 | 3008.4243 | 381.9692 | 83.7348 | 434.2934 | 886.8808 | 0 | 234.3825 | 310.1745 | 250.4716 | 212.0003 | 1449.9068 | 0 | 0.31426 | 0.0068106 | 0 | 0.11689 | 0 | 0 | 1753.1908 | 0 | 0 | 0 | 9005.8668 | 48 | 5 | Summer
2018-02-17 06:00 | 3120.0275 | 393.7565 | 90.7361 | 547.2914 | 914.9157 | 0 | 298.1222 | 338.1036 | 255.7728 | 244.3374 | 1396.508 | 0 | 0.80635 | 0.006045 | 0 | 0.29993 | 0 | 0 | 1738.7461 | 0 | 0 | 0 | 9339.4296 | 48 | 6 | Summer
2018-02-17 07:00 | 3228.3764 | 404.1289 | 133.1561 | 813.5561 | 972.0448 | 0 | 494.2727 | 399.5007 | 253.6506 | 301.1522 | 1505.2127 | 0 | 1.4617 | 0.0057802 | 0 | 0.5437 | 0 | 0 | 1778.7752 | 0 | 0 | 0 | 10285.8376 | 48 | 7 | Summer
2018-02-17 08:00 | 3092.8868 | 396.9712 | 207.571 | 1196.4147 | 1088.7543 | 0 | 438.8599 | 428.9501 | 145.564 | 348.6491 | 1486.0485 | 0 | 1.5649 | 0.0055988 | 0 | 0.58209 | 0 | 0 | 1830.357 | 0 | 0 | 0 | 10663.1793 | 48 | 8 | Summer
2018-02-17 09:00 | 2664.1216 | 364.5115 | 284.1273 | 1469.602 | 1231.9032 | 0 | 363.5722 | 459.502 | 189.3831 | 498.0196 | 1459.9881 | 0 | 1.4194 | 0.0055111 | 0 | 0.52795 | 0 | 0 | 1858.3527 | 0 | 0 | 0 | 10845.0362 | 48 | 9 | Summer
2018-02-17 10:00 | 2252.4625 | 312.9327 | 323.3419 | 1641.7567 | 1311.6899 | 0 | 283.5715 | 509.7338 | 216.2907 | 562.6745 | 1471.5645 | 0 | 1.5614 | 0.0055051 | 0 | 0.58076 | 0 | 0 | 1797.0051 | 0 | 0 | 0 | 10685.1713 | 48 | 10 | Summer
2018-02-17 11:00 | 1912.6648 | 275.4171 | 319.0488 | 1698.7088 | 1321.1617 | 0 | 216.4198 | 556.4367 | 230.3457 | 603.3061 | 1533.5512 | 0 | 1.8641 | 0.0054369 | 0 | 0.69336 | 0 | 0 | 1767.3878 | 0 | 0 | 0 | 10437.0113 | 48 | 11 | Summer
2018-02-17 12:00 | 1668.2235 | 250.3336 | 293.2684 | 1730.9172 | 1321.3681 | 0 | 178.5287 | 592.076 | 237.352 | 636.8821 | 1574.19 | 0 | 2.1156 | 0.0054802 | 0 | 0.78691 | 0 | 0 | 1767.648 | 0 | 0 | 0 | 10253.6955 | 48 | 12 | Summer
2018-02-17 13:00 | 1505.3572 | 238.9796 | 279.0472 | 1749.304 | 1330.1627 | 0 | 152.9764 | 614.832 | 239.1115 | 658.2823 | 1597.9018 | 0 | 2.1305 | 0.0054431 | 0 | 0.79244 | 0 | 0 | 1758.1414 | 0 | 0 | 0 | 10127.0243 | 48 | 13 | Summer
2018-02-17 14:00 | 1291.6439 | 222.6121 | 274.152 | 1663.1856 | 1293.4002 | 0 | 131.9509 | 624.2723 | 238.5164 | 674.4367 | 1609.9614 | 0 | 2.4045 | 0.0054496 | 0 | 0.89437 | 0 | 0 | 1739.419 | 0 | 0 | 0 | 9766.8549 | 48 | 14 | Summer
2018-02-17 15:00 | 1152.3556 | 219.2119 | 277.1715 | 1510.1189 | 1274.2055 | 0 | 121.8951 | 623.2891 | 234.9383 | 677.3619 | 1631.1355 | 0 | 3.2812 | 0.0054799 | 0 | 1.2205 | 0 | 0 | 1709.9776 | 0 | 0 | 0 | 9436.1681 | 48 | 15 | Summer
2018-02-17 16:00 | 1060.6071 | 211.6307 | 298.3527 | 1552.9984 | 1329.7991 | 0 | 117.2621 | 607.9574 | 229.9111 | 663.2717 | 1678.883 | 0 | 4.372 | 0.0056212 | 0 | 1.6262 | 0 | 0 | 1671.1084 | 0 | 0 | 0 | 9427.7855 | 48 | 16 | Summer
2018-02-17 17:00 | 1069.9149 | 216.174 | 360.5851 | 1798.7059 | 1428.1581 | 0 | 125.7744 | 572.3596 | 225.8078 | 550.5884 | 1741.6208 | 0 | 5.2969 | 0.0050755 | 0 | 1.9702 | 0 | 0 | 1620.2721 | 0 | 0 | 0 | 9717.2334 | 48 | 17 | Summer
2018-02-17 18:00 | 1159.818 | 213.7534 | 481.1539 | 1874.9986 | 1550.9855 | 0 | 151.112 | 509.616 | 285.3795 | 534.109 | 1803.5482 | 0 | 4.1562 | 0.0058469 | 0 | 1.5459 | 0 | 0 | 1640.8854 | 0 | 0 | 0 | 10211.0675 | 48 | 18 | Summer
2018-02-17 19:00 | 1276.0313 | 216.742 | 655.4726 | 1966.9804 | 1588.5133 | 0 | 180.6992 | 465.7208 | 385.2142 | 506.5655 | 1709.4431 | 0 | 2.2595 | 0.0057756 | 0 | 0.84044 | 0 | 0 | 1650.6134 | 0 | 0 | 0 | 10605.1014 | 48 | 19 | Summer
2018-02-17 20:00 | 1355.7799 | 222.2348 | 810.1397 | 1895.4097 | 1552.2361 | 0 | 199.3935 | 432.8619 | 385.5904 | 460.7067 | 1699.4077 | 0 | 1.7425 | 0.0058522 | 0 | 0.64814 | 0 | 0 | 1641.2765 | 0 | 0 | 0 | 10657.4334 | 48 | 20 | Summer
2018-02-17 21:00 | 1440.5007 | 228.635 | 824.5009 | 1784.7887 | 1488.2513 | 0 | 204.1018 | 405.292 | 382.351 | 405.5293 | 1680.8259 | 0 | 1.3423 | 0.0057478 | 0 | 0.49927 | 0 | 0 | 1645.7411 | 0 | 0 | 0 | 10492.365 | 48 | 21 | Summer
2018-02-17 22:00 | 1531.701 | 235.7355 | 649.6993 | 1689.8182 | 1391.4862 | 0 | 123.3315 | 358.2106 | 359.3392 | 349.739 | 1637.0345 | 0 | 0.87757 | 0.0055899 | 0 | 0.32642 | 0 | 0 | 1597.0838 | 0 | 0 | 0 | 9924.3883 | 48 | 22 | Summer
2018-02-17 23:00 | 1665.1406 | 252.7629 | 404.4482 | 1400.7168 | 1158.2177 | 0 | 132.7816 | 330.6687 | 310.6487 | 279.6783 | 1581.5595 | 0 | 0.61236 | 0.0054008 | 0 | 0.22777 | 0 | 0 | 1529.7228 | 0 | 0 | 0 | 9047.1915 | 48 | 23 | Summer
2018-02-18 | 1795.9246 | 265.4515 | 155.5673 | 999.4397 | 999.1612 | 0 | 141.3168 | 308.8082 | 276.083 | 221.4593 | 1542.7824 | 0 | 0.7795 | 0.0061284 | 0 | 0.28994 | 0 | 0 | 1025.1459 | 0 | 0 | 0 | 7732.2154 | 49 | 0 | Fall
2018-02-18 01:00 | 1920.9739 | 284.3791 | 95.6224 | 688.1745 | 924.475 | 0 | 141.0609 | 288.4019 | 254.282 | 189.9757 | 1415.5104 | 0 | 0.30696 | 0.0060989 | 0 | 0.11418 | 0 | 0 | 1011.6583 | 0 | 0 | 0 | 7214.9413 | 49 | 1 | Fall
2018-02-18 02:00 | 2035.9295 | 302.2215 | 85.6559 | 497.8022 | 886.6921 | 0 | 136.7821 | 279.4369 | 246.2238 | 176.0497 | 1436.644 | 0 | 0.26173 | 0.0075426 | 0 | 0.097354 | 0 | 0 | 961.4278 | 0 | 0 | 0 | 7045.2322 | 49 | 2 | Fall
2018-02-18 03:00 | 2175.246 | 314.0882 | 83.0738 | 419.7379 | 871.1014 | 0 | 152.4695 | 281.0131 | 241.1178 | 179.515 | 1430.7921 | 0 | 0.18604 | 0.0075859 | 0 | 0.0692 | 0 | 0 | 918.0781 | 0 | 0 | 0 | 7066.4958 | 49 | 3 | Fall
2018-02-18 04:00 | 2278.7878 | 324.0151 | 83.0738 | 418.7341 | 867.9669 | 0 | 161.7161 | 283.2371 | 237.6324 | 197.8741 | 1387.7021 | 0 | 0.035421 | 0.0075669 | 0 | 0.013175 | 0 | 0 | 912.1737 | 0 | 0 | 0 | 7152.9694 | 49 | 4 | Fall
2018-02-18 05:00 | 2441.3645 | 338.8413 | 83.7287 | 425.9971 | 887.2659 | 0 | 176.158 | 289.1737 | 242.2733 | 218.4829 | 1354.8697 | 0 | 0.11152 | 0.007754 | 0 | 0.041481 | 0 | 0 | 934.0067 | 0 | 0 | 0 | 7392.3224 | 49 | 5 | Fall
2018-02-18 06:00 | 2553.8086 | 349.5497 | 90.8464 | 555.6604 | 915.2521 | 0 | 228.7382 | 326.3123 | 251.3872 | 250.6559 | 1320.1457 | 0 | 0.23163 | 0.0062635 | 0 | 0.086157 | 0 | 0 | 916.1873 | 0 | 0 | 0 | 7758.8681 | 49 | 6 | Fall
2018-02-18 07:00 | 2642.3642 | 357.4223 | 133.6832 | 819.2245 | 972.3182 | 0 | 402.3669 | 367.3574 | 245.6602 | 304.9464 | 1265.2003 | 0 | 0.41874 | 0.0064008 | 0 | 0.15576 | 0 | 0 | 940.9089 | 0 | 0 | 0 | 8452.0335 | 49 | 7 | Fall
2018-02-18 08:00 | 2569.5957 | 353.1797 | 208.9781 | 1214.2047 | 1088.4733 | 0 | 351.9098 | 381.5193 | 120.1093 | 340.9104 | 1235.8067 | 0 | 0.78665 | 0.0064782 | 0 | 0.2926 | 0 | 0 | 931.2252 | 0 | 0 | 0 | 8796.9981 | 49 | 8 | Fall
2018-02-18 09:00 | 2273.2409 | 321.5494 | 284.4414 | 1485.7058 | 1230.926 | 0 | 293.4044 | 393.2743 | 137.9289 | 488.3859 | 1275.7444 | 0 | 1.3474 | 0.0057002 | 0 | 0.50117 | 0 | 0 | 901.4031 | 0 | 0 | 0 | 9087.8588 | 49 | 9 | Fall
2018-02-18 10:00 | 1940.2263 | 277.5543 | 323.3062 | 1649.6963 | 1311.0452 | 0 | 225.4972 | 423.0688 | 158.1587 | 533.9034 | 1293.7131 | 0 | 1.7986 | 0.0057098 | 0 | 0.66902 | 0 | 0 | 882.3381 | 0 | 0 | 0 | 9020.9809 | 49 | 10 | Fall
2018-02-18 11:00 | 1658.9524 | 247.8711 | 318.5153 | 1687.9984 | 1322.0515 | 0 | 177.9224 | 444.3926 | 177.2739 | 561.9821 | 1309.5744 | 0 | 2.3174 | 0.0056816 | 0 | 0.86196 | 0 | 0 | 900.167 | 0 | 0 | 0 | 8809.8862 | 49 | 11 | Fall
2018-02-18 12:00 | 1429.9272 | 217.8918 | 294.6716 | 1728.8795 | 1322.0494 | 0 | 141.7686 | 468.0099 | 191.8208 | 591.1521 | 1337.8689 | 0 | 2.9182 | 0.0057923 | 0 | 1.0854 | 0 | 0 | 899.778 | 0 | 0 | 0 | 8627.8271 | 49 | 12 | Fall
2018-02-18 13:00 | 1270.0651 | 203.2683 | 281.0422 | 1788.0234 | 1332.8956 | 0 | 120.5419 | 483.4696 | 200.512 | 610.09 | 1390.8021 | 0 | 2.9943 | 0.0057765 | 0 | 1.1138 | 0 | 0 | 899.5 | 0 | 0 | 0 | 8584.3239 | 49 | 13 | Fall
2018-02-18 14:00 | 1083.2052 | 192.5472 | 274.5453 | 1656.2102 | 1292.4738 | 0 | 105.6462 | 493.7807 | 204.1428 | 622.5721 | 1432.3599 | 0 | 3.1351 | 0.0058594 | 0 | 1.1661 | 0 | 0 | 909.7851 | 0 | 0 | 0 | 8271.5756 | 49 | 14 | Fall
2018-02-18 15:00 | 952.3683 | 188.7122 | 278.9276 | 1554.0563 | 1275.2443 | 0 | 93.8122 | 493.0019 | 202.0859 | 634.9858 | 1477.5118 | 0 | 3.3503 | 0.0059015 | 0 | 1.2462 | 0 | 0 | 906.6988 | 0 | 0 | 0 | 8062.0075 | 49 | 15 | Fall
2018-02-18 16:00 | 890.2905 | 188.2103 | 300.6845 | 1552.1533 | 1332.1141 | 0 | 90.9824 | 481.4144 | 194.6806 | 629.2122 | 1516.5853 | 0 | 3.8679 | 0.0060604 | 0 | 1.4387 | 0 | 0 | 924.4451 | 0 | 0 | 0 | 8106.0853 | 49 | 16 | Fall
2018-02-18 17:00 | 900.817 | 182.8152 | 361.399 | 1703.2246 | 1429.6235 | 0 | 96.8629 | 460.1809 | 185.3981 | 525.4645 | 1545.832 | 0 | 3.5887 | 0.0062001 | 0 | 1.3348 | 0 | 0 | 918.4849 | 0 | 0 | 0 | 8315.0322 | 49 | 17 | Fall
2018-02-18 18:00 | 941.7945 | 178.7708 | 481.4277 | 1857.8344 | 1550.4027 | 0 | 111.9908 | 424.8782 | 236.6085 | 511.9278 | 1571.18 | 0 | 4.2921 | 0.0069689 | 0 | 1.5965 | 0 | 0 | 932.2787 | 0 | 0 | 0 | 8804.9898 | 49 | 18 | Fall
2018-02-18 19:00 | 1002.5883 | 178.9442 | 654.8145 | 1901.0276 | 1585.891 | 0 | 130.6905 | 403.7161 | 327.082 | 488.5138 | 1583.9365 | 0 | 4.297 | 0.0070859 | 0 | 1.5983 | 0 | 0 | 950.508 | 0 | 0 | 0 | 9213.6149 | 49 | 19 | Fall
2018-02-18 20:00 | 1074.3475 | 187.4288 | 810.2439 | 1839.03 | 1551.9693 | 0 | 145.9382 | 384.161 | 315.4817 | 451.2238 | 1561.8899 | 0 | 3.5756 | 0.0068958 | 0 | 1.33 | 0 | 0 | 949.9014 | 0 | 0 | 0 | 9276.5279 | 49 | 20 | Fall
2018-02-18 21:00 | 1160.7844 | 198.4689 | 827.7166 | 1763.9859 | 1489.866 | 0 | 155.3029 | 369.2834 | 303.6159 | 399.0475 | 1527.7768 | 0 | 3.0046 | 0.0067556 | 0 | 1.1176 | 0 | 0 | 960.605 | 0 | 0 | 0 | 9160.5823 | 49 | 21 | Fall
2018-02-18 22:00 | 1261.4526 | 206.8446 | 653.6132 | 1642.4199 | 1394.1807 | 0 | 88.2971 | 339.8583 | 292.2346 | 348.5624 | 1478.6656 | 0 | 2.3401 | 0.0066389 | 0 | 0.87041 | 0 | 0 | 995.0372 | 0 | 0 | 0 | 8704.3832 | 49 | 22 | Fall
2018-02-18 23:00 | 1393.2117 | 218.8887 | 404.311 | 1400.964 | 1159.6751 | 0 | 99.0677 | 329.1374 | 280.3088 | 281.8081 | 1425.497 | 0 | 1.5436 | 0.0065552 | 0 | 0.57417 | 0 | 0 | 1032.5015 | 0 | 0 | 0 | 8027.4954 | 49 | 23 | Fall
2018-02-19 | 1519.158 | 229.4858 | 153.9282 | 1001.5624 | 997.3029 | 0 | 107.419 | 319.383 | 267.4478 | 224.8595 | 1387.8625 | 0 | 0.78941 | 0.0064112 | 0 | 0.29363 | 0 | 0 | 1037.6528 | 0 | 0 | 0 | 7247.1514 | 50 | 0 | Winter
2018-02-19 01:00 | 1589.0977 | 235.4815 | 95.3967 | 675.2569 | 923.2897 | 0 | 111.336 | 280.5708 | 279.5264 | 211.0611 | 1505.9626 | 0 | 0.31312 | 0.0063468 | 0 | 0.11647 | 0 | 0 | 1031.4224 | 0 | 0 | 0 | 6938.8379 | 50 | 1 | Winter
2018-02-19 02:00 | 1648.1131 | 240.9265 | 85.6998 | 491.9083 | 886.3492 | 0 | 98.4274 | 264.5116 | 269.2645 | 183.4075 | 1478.6466 | 0 | 0.26555 | 0.0063734 | 0 | 0.098773 | 0 | 0 | 978.6874 | 0 | 0 | 0 | 6626.3126 | 50 | 2 | Winter
2018-02-19 03:00 | 1782.1362 | 252.4009 | 83.4714 | 417.5087 | 870.9134 | 0 | 109.9785 | 272.758 | 266.4335 | 172.8011 | 1445.5446 | 0 | 0.18946 | 0.0063826 | 0 | 0.070472 | 0 | 0 | 935.1803 | 0 | 0 | 0 | 6609.3929 | 50 | 3 | Winter
2018-02-19 04:00 | 1879.1741 | 261.4579 | 83.4714 | 442.3084 | 868.1791 | 0 | 124.7266 | 291.2919 | 267.755 | 176.9264 | 1409.419 | 0 | 0.03572 | 0.0078005 | 0 | 0.013286 | 0 | 0 | 925.8593 | 0 | 0 | 0 | 6730.6259 | 50 | 4 | Winter
2018-02-19 05:00 | 2002.973 | 272.7898 | 83.8529 | 577.6502 | 892.7981 | 0 | 147.8193 | 317.5606 | 278.5289 | 207.8935 | 1411.5797 | 0 | 0.11378 | 0.0078927 | 0 | 0.042322 | 0 | 0 | 951.8244 | 0 | 0 | 0 | 7145.4344 | 50 | 5 | Winter
2018-02-19 06:00 | 2072.1359 | 280.379 | 95.6387 | 963.4239 | 940.5925 | 0 | 198.3829 | 387.3194 | 308.6883 | 266.6736 | 1471.0486 | 0 | 0.23822 | 0.0064854 | 0 | 0.088608 | 0 | 0 | 938.9341 | 0 | 0 | 0 | 7923.5501 | 50 | 6 | Winter
2018-02-19 07:00 | 2118.9934 | 284.9202 | 191.6879 | 1339.6693 | 1052.5826 | 0 | 363.3472 | 486.8695 | 343.2775 | 353.8292 | 1780.761 | 0 | 0.42793 | 0.006655 | 0 | 0.15917 | 0 | 0 | 959.989 | 0 | 0 | 0 | 9276.5204 | 50 | 7 | Winter
2018-02-19 08:00 | 2072.1608 | 281.5454 | 260.5647 | 1462.8708 | 1166.1735 | 0 | 324.9757 | 570.1001 | 281.9974 | 485.3198 | 2019.6483 | 0 | 0.78719 | 0.0059034 | 0 | 0.2928 | 0 | 0 | 931.239 | 0 | 0 | 0 | 9857.6813 | 50 | 8 | Winter
2018-02-19 09:00 | 1867.6765 | 262.3486 | 266.5052 | 1480.5786 | 1214.8441 | 0 | 265.6852 | 626.8207 | 373.1925 | 737.3171 | 2262.3134 | 0 | 1.3287 | 0.0058199 | 0 | 0.49423 | 0 | 0 | 888.919 | 0 | 0 | 0 | 10248.0298 | 50 | 9 | Winter
2018-02-19 10:00 | 1619.8491 | 234.7509 | 263.5774 | 1585.4357 | 1243.9728 | 0 | 203.7847 | 689.0359 | 427.9549 | 851.815 | 2474.8876 | 0 | 1.7559 | 0.0057697 | 0 | 0.65311 | 0 | 0 | 861.1327 | 0 | 0 | 0 | 10458.6114 | 50 | 10 | Winter
2018-02-19 11:00 | 1379.4343 | 208.3921 | 249.4059 | 1627.1869 | 1242.42 | 0 | 160.8243 | 747.0747 | 455.032 | 913.6531 | 2638.8292 | 0 | 2.2759 | 0.0057401 | 0 | 0.84654 | 0 | 0 | 883.8627 | 0 | 0 | 0 | 10509.2433 | 50 | 11 | Winter
2018-02-19 12:00 | 1187.7856 | 182.6576 | 228.9106 | 1551.8265 | 1242.4525 | 0 | 122.7093 | 777.8018 | 462.2699 | 933.3693 | 2689.9765 | 0 | 2.8583 | 0.0056907 | 0 | 1.0632 | 0 | 0 | 880.8486 | 0 | 0 | 0 | 10264.5352 | 50 | 12 | Winter
2018-02-19 13:00 | 1081.1066 | 168.515 | 221.4871 | 1414.2439 | 1251.7242 | 0 | 100.8473 | 772.3041 | 458.6284 | 922.1613 | 2668.6977 | 0 | 2.9367 | 0.005706 | 0 | 1.0923 | 0 | 0 | 881.5519 | 0 | 0 | 0 | 9945.3024 | 50 | 13 | Winter
2018-02-19 14:00 | 915.7267 | 158.7189 | 214.1284 | 1305.3132 | 1210.4949 | 0 | 90.4772 | 758.6761 | 444.9337 | 883.0103 | 2591.0355 | 0 | 3.0732 | 0.0057688 | 0 | 1.1431 | 0 | 0 | 891.4372 | 0 | 0 | 0 | 9468.1742 | 50 | 14 | Winter
2018-02-19 15:00 | 795.1536 | 151.2726 | 218.0209 | 1273.4076 | 1194.6419 | 0 | 79.7698 | 723.9563 | 418.6017 | 836.0309 | 2458.7766 | 0 | 3.2897 | 0.0057886 | 0 | 1.2236 | 0 | 0 | 889.8459 | 0 | 0 | 0 | 9043.9969 | 50 | 15 | Winter
2018-02-19 16:00 | 726.7498 | 148.3124 | 242.8786 | 1387.1724 | 1251.5248 | 0 | 78.6118 | 679.4517 | 385.4904 | 800.184 | 2330.8758 | 0 | 3.8294 | 0.0066865 | 0 | 1.4244 | 0 | 0 | 914.6594 | 0 | 0 | 0 | 8951.1714 | 50 | 16 | Winter
2018-02-19 17:00 | 727.9521 | 150.3197 | 309.8407 | 1622.4865 | 1357.5533 | 0 | 84.8181 | 625.2008 | 352.9692 | 631.3377 | 2232.0612 | 0 | 3.6122 | 0.0061673 | 0 | 1.3436 | 0 | 0 | 924.1756 | 0 | 0 | 0 | 9023.677 | 50 | 17 | Winter
2018-02-19 18:00 | 749.5498 | 150.2023 | 443.4242 | 1859.1103 | 1499.3071 | 0 | 94.1939 | 557.3073 | 380.1651 | 605.9854 | 2151.2535 | 0 | 4.3773 | 0.0069707 | 0 | 1.6282 | 0 | 0 | 950.7719 | 0 | 0 | 0 | 9447.2832 | 50 | 18 | Winter
2018-02-19 19:00 | 794.3305 | 158.6949 | 627.0324 | 1886.6567 | 1555.6562 | 0 | 107.973 | 505.4265 | 456.6614 | 587.4766 | 1943.2761 | 0 | 4.4417 | 0.0069877 | 0 | 1.6521 | 0 | 0 | 981.6636 | 0 | 0 | 0 | 9610.9486 | 50 | 19 | Winter
2018-02-19 20:00 | 849.7543 | 170.5215 | 769.5398 | 1815.5623 | 1518.4263 | 0 | 114.2088 | 445.4706 | 434.0916 | 547.146 | 1848.5402 | 0 | 3.744 | 0.0070329 | 0 | 1.3926 | 0 | 0 | 993.6469 | 0 | 0 | 0 | 9512.0521 | 50 | 20 | Winter
2018-02-19 21:00 | 915.0628 | 178.4747 | 791.1634 | 1760.1405 | 1460.0411 | 0 | 111.2031 | 389.9241 | 416.442 | 445.8463 | 1750.6478 | 0 | 3.1595 | 0.0085024 | 0 | 1.1752 | 0 | 0 | 1008.8783 | 0 | 0 | 0 | 9232.1674 | 50 | 21 | Winter
2018-02-19 22:00 | 988.4536 | 183.2691 | 626.5987 | 1681.3176 | 1363.1156 | 0 | 58.5419 | 351.2723 | 384.8451 | 357.6056 | 1662.745 | 0 | 2.4177 | 0.0082561 | 0 | 0.89927 | 0 | 0 | 1028.2766 | 0 | 0 | 0 | 8689.3664 | 50 | 22 | Winter
2018-02-19 23:00 | 1114.3229 | 190.3795 | 370.5283 | 1363.5294 | 1124.0523 | 0 | 65.1069 | 325.8909 | 331.3103 | 292.5057 | 1607.0386 | 0 | 1.6001 | 0.0066726 | 0 | 0.59516 | 0 | 0 | 1070.5492 | 0 | 0 | 0 | 7857.4158 | 50 | 23 | Winter
2018-02-20 | 1227.7875 | 199.3001 | 144.2837 | 981.8394 | 974.1396 | 0 | 72.2662 | 311.5042 | 297.0712 | 252.7891 | 1570.8671 | 0 | 0.33208 | 0.0059933 | 0 | 0.12352 | 0 | 0 | 1478.9145 | 0 | 0 | 0 | 7511.2242 | 51 | 0 | Summer
2018-02-20 01:00 | 1304.6981 | 206.0761 | 92.2211 | 670.2506 | 910.7614 | 0 | 75.0911 | 272.273 | 279.5264 | 207.9978 | 1505.9626 | 0 | 0.21134 | 0.0059859 | 0 | 0.078611 | 0 | 0 | 1475.504 | 0 | 0 | 0 | 7000.6583 | 51 | 1 | Summer
2018-02-20 02:00 | 1379.9482 | 213.8323 | 85.0109 | 502.258 | 879.8356 | 0 | 70.2675 | 257.3355 | 269.2645 | 182.6386 | 1478.6466 | 0 | 0.099111 | 0.0060541 | 0 | 0.036865 | 0 | 0 | 1496.3761 | 0 | 0 | 0 | 6815.5559 | 51 | 2 | Summer
2018-02-20 03:00 | 1482.4585 | 223.9406 | 83.4714 | 419.1928 | 868.0678 | 0 | 79.1689 | 263.5866 | 266.4335 | 173.7633 | 1445.5446 | 0 | 0.1282 | 0.0060945 | 0 | 0.047684 | 0 | 0 | 1486.8725 | 0 | 0 | 0 | 6792.6825 | 51 | 3 | Summer
2018-02-20 04:00 | 1555.5964 | 231.6617 | 83.4714 | 434.8251 | 866.6388 | 0 | 87.1306 | 277.8087 | 267.755 | 176.395 | 1409.419 | 0 | 0.069853 | 0.0062665 | 0 | 0.025982 | 0 | 0 | 1520.1564 | 0 | 0 | 0 | 6910.9602 | 51 | 4 | Summer
2018-02-20 05:00 | 1649.2494 | 243.9879 | 83.876 | 573.5101 | 893.0601 | 0 | 104.2199 | 305.0297 | 278.5289 | 210.7932 | 1411.5797 | 0 | 0.29191 | 0.0063412 | 0 | 0.10858 | 0 | 0 | 1629.8542 | 0 | 0 | 0 | 7384.096 | 51 | 5 | Summer
2018-02-20 06:00 | 1713.5458 | 250.987 | 95.7233 | 954.6555 | 940.4335 | 0 | 138.6842 | 375.2427 | 308.6883 | 268.2924 | 1471.0486 | 0 | 0.7666 | 0.0054956 | 0 | 0.28514 | 0 | 0 | 1650.0019 | 0 | 0 | 0 | 8168.3605 | 51 | 6 | Summer
2018-02-20 07:00 | 1721.0281 | 252.5045 | 190.2958 | 1402.4468 | 1052.184 | 0 | 265.1079 | 478.8469 | 340.0923 | 354.2795 | 1780.761 | 0 | 1.4264 | 0.0052604 | 0 | 0.53055 | 0 | 0 | 1732.9513 | 0 | 0 | 0 | 9572.4604 | 51 | 7 | Summer
2018-02-20 08:00 | 1676.2715 | 247.0761 | 263.0756 | 1479.5722 | 1170.8052 | 0 | 236.4632 | 565.2914 | 281.9675 | 484.8518 | 2019.6483 | 0 | 1.5532 | 0.0051165 | 0 | 0.57772 | 0 | 0 | 1814.519 | 0 | 0 | 0 | 10241.6777 | 51 | 8 | Summer
2018-02-20 09:00 | 1587.1627 | 236.8681 | 271.5922 | 1462.6794 | 1219.4361 | 0 | 204.0213 | 619.9982 | 373.1925 | 738.4701 | 2262.3134 | 0 | 1.4346 | 0.0057613 | 0 | 0.53363 | 0 | 0 | 1877.2932 | 0 | 0 | 0 | 10855.0012 | 51 | 9 | Summer
2018-02-20 10:00 | 1422.1896 | 214.3485 | 266.7801 | 1528.3893 | 1248.4984 | 0 | 160.5409 | 667.3843 | 427.9549 | 851.6545 | 2474.8876 | 0 | 1.5946 | 0.0056465 | 0 | 0.59313 | 0 | 0 | 1834.7125 | 0 | 0 | 0 | 11099.5338 | 51 | 10 | Summer
2018-02-20 11:00 | 1249.0909 | 190.0702 | 248.9052 | 1580.0817 | 1243.354 | 0 | 122.2472 | 701.2974 | 455.032 | 912.1255 | 2638.8292 | 0 | 1.9408 | 0.0055549 | 0 | 0.72189 | 0 | 0 | 1838.861 | 0 | 0 | 0 | 11182.5624 | 51 | 11 | Summer
2018-02-20 12:00 | 1087.7318 | 174.3489 | 230.8411 | 1532.3615 | 1243.6147 | 0 | 93.6854 | 714.6731 | 462.2699 | 934.256 | 2689.9765 | 0 | 2.2181 | 0.0055055 | 0 | 0.82503 | 0 | 0 | 1852.4495 | 0 | 0 | 0 | 11019.2568 | 51 | 12 | Summer
2018-02-20 13:00 | 973.3549 | 176.9891 | 220.9849 | 1463.497 | 1253.1909 | 0 | 76.2467 | 715.7749 | 458.6284 | 922.379 | 2668.6977 | 0 | 2.2425 | 0.0054205 | 0 | 0.8341 | 0 | 0 | 1850.0608 | 0 | 0 | 0 | 10782.8862 | 51 | 13 | Summer
2018-02-20 14:00 | 841.5871 | 167.2705 | 212.2505 | 1310.4001 | 1211.1824 | 0 | 67.2207 | 704.3409 | 444.9337 | 883.2964 | 2591.0355 | 0 | 2.5813 | 0.0055345 | 0 | 0.96015 | 0 | 0 | 1866.8213 | 0 | 0 | 0 | 10303.8861 | 51 | 14 | Summer
2018-02-20 15:00 | 754.0927 | 160.9665 | 215.9487 | 1285.3585 | 1193.6771 | 0 | 60.1057 | 677.0039 | 418.6017 | 835.8453 | 2458.7766 | 0 | 3.5575 | 0.0055761 | 0 | 1.3232 | 0 | 0 | 1853.1986 | 0 | 0 | 0 | 9918.4616 | 51 | 15 | Summer
2018-02-20 16:00 | 709.9224 | 160.4061 | 243.9805 | 1387.4262 | 1253.3164 | 0 | 60.0344 | 641.5184 | 385.4904 | 798.4825 | 2330.8758 | 0 | 4.8093 | 0.0058158 | 0 | 1.7889 | 0 | 0 | 1837.5181 | 0 | 0 | 0 | 9815.575 | 51 | 16 | Summer
2018-02-20 17:00 | 707.642 | 164.3556 | 307.5632 | 1611.0979 | 1354.6521 | 0 | 63.1668 | 589.1409 | 352.9692 | 632.8862 | 2232.0612 | 0 | 5.9037 | 0.0061381 | 0 | 2.1959 | 0 | 0 | 1805.2076 | 0 | 0 | 0 | 9828.8484 | 51 | 17 | Summer
2018-02-20 18:00 | 711.9286 | 161.3331 | 439.6011 | 1853.6198 | 1497.0052 | 0 | 70.5572 | 525.7997 | 379.4702 | 605.2633 | 2151.2535 | 0 | 4.5739 | 0.0061071 | 0 | 1.7013 | 0 | 0 | 1805.2348 | 0 | 0 | 0 | 10207.3478 | 51 | 18 | Summer
2018-02-20 19:00 | 750.6839 | 167.937 | 623.0857 | 1901.5616 | 1550.6795 | 0 | 82.1664 | 478.6185 | 456.6614 | 586.1776 | 1943.2761 | 0 | 2.4918 | 0.0060422 | 0 | 0.92683 | 0 | 0 | 1818.347 | 0 | 0 | 0 | 10362.6193 | 51 | 19 | Summer
2018-02-20 20:00 | 795.5571 | 171.773 | 769.1981 | 1845.2996 | 1515.3484 | 0 | 89.2983 | 424.0447 | 434.0916 | 545.8524 | 1848.5402 | 0 | 1.9199 | 0.0061273 | 0 | 0.71411 | 0 | 0 | 1805.5596 | 0 | 0 | 0 | 10247.2032 | 51 | 20 | Summer
2018-02-20 21:00 | 846.2932 | 182.9286 | 791.2314 | 1732.1082 | 1460.6084 | 0 | 91.6192 | 370.0808 | 416.442 | 447.3676 | 1750.6478 | 0 | 1.4231 | 0.0059442 | 0 | 0.52932 | 0 | 0 | 1744.9596 | 0 | 0 | 0 | 9836.2452 | 51 | 21 | Summer
2018-02-20 22:00 | 932.3498 | 197.08 | 627.1126 | 1640.5956 | 1366.087 | 0 | 51.6148 | 330.0346 | 384.8451 | 356.1461 | 1662.745 | 0 | 0.91516 | 0.0057813 | 0 | 0.3404 | 0 | 0 | 1665.8443 | 0 | 0 | 0 | 9215.7162 | 51 | 22 | Summer
2018-02-20 23:00 | 1038.3429 | 210.2463 | 372.785 | 1375.3376 | 1125.1349 | 0 | 55.7597 | 308.4684 | 331.3103 | 293.8397 | 1607.0386 | 0 | 0.64544 | 0.0057709 | 0 | 0.24008 | 0 | 0 | 1612.729 | 0 | 0 | 0 | 8331.8837 | 51 | 23 | Summer
2018-02-21 | 1148.8726 | 223.8097 | 144.9437 | 981.2418 | 972.4108 | 0 | 66.8109 | 298.3258 | 297.0712 | 252.0321 | 1570.8671 | 0 | 0.34345 | 0.0063094 | 0 | 0.12775 | 0 | 0 | 1528.4927 | 0 | 0 | 0 | 7485.356 | 52 | 0 | Winter
2018-02-21 01:00 | 1261.1999 | 239.0082 | 92.6983 | 662.0275 | 909.6508 | 0 | 73.1911 | 265.7256 | 280.3765 | 209.2872 | 1505.1196 | 0 | 0.21699 | 0.0056392 | 0 | 0.08071 | 0 | 0 | 1516.2982 | 0 | 0 | 0 | 7014.8861 | 52 | 1 | Winter
2018-02-21 02:00 | 1328.6043 | 247.2087 | 85.1299 | 483.1826 | 880.0499 | 0 | 66.9835 | 252.9249 | 269.5294 | 183.3989 | 1478.1875 | 0 | 0.1014 | 0.0056914 | 0 | 0.037717 | 0 | 0 | 1536.2134 | 0 | 0 | 0 | 6811.5578 | 52 | 2 | Winter
2018-02-21 03:00 | 1444.2447 | 264.8364 | 83.4714 | 420.5467 | 867.5648 | 0 | 74.1349 | 259.0074 | 266.5707 | 172.7266 | 1447.029 | 0 | 0.1306 | 0.0056454 | 0 | 0.048577 | 0 | 0 | 1513.4753 | 0 | 0 | 0 | 6813.7927 | 52 | 3 | Winter
2018-02-21 04:00 | 1545.5853 | 276.8897 | 83.4714 | 432.0946 | 866.4887 | 0 | 87.4504 | 274.534 | 267.699 | 177.6776 | 1412.9785 | 0 | 0.070488 | 0.0058352 | 0 | 0.026219 | 0 | 0 | 1541.1043 | 0 | 0 | 0 | 6966.076 | 52 | 4 | Winter
2018-02-21 05:00 | 1651.3593 | 292.911 | 83.8405 | 574.3559 | 892.5132 | 0 | 108.5694 | 299.8915 | 278.346 | 210.2217 | 1415.3208 | 0 | 0.29872 | 0.0060309 | 0 | 0.11111 | 0 | 0 | 1667.1467 | 0 | 0 | 0 | 7474.8921 | 52 | 5 | Winter
2018-02-21 06:00 | 1766.7032 | 306.7728 | 95.1321 | 930.3863 | 940.12 | 0 | 154.1293 | 366.294 | 308.3191 | 268.3061 | 1476.3328 | 0 | 0.76074 | 0.0058799 | 0 | 0.28296 | 0 | 0 | 1641.3115 | 0 | 0 | 0 | 8254.8566 | 52 | 6 | Winter
2018-02-21 07:00 | 1859.6028 | 317.3432 | 193.6642 | 1349.7037 | 1053.4274 | 0 | 307.7781 | 466.0571 | 339.0426 | 353.7445 | 1786.7213 | 0 | 1.403 | 0.0057286 | 0 | 0.52185 | 0 | 0 | 1707.7553 | 0 | 0 | 0 | 9736.7709 | 52 | 7 | Winter
2018-02-21 08:00 | 1876.4965 | 320.0402 | 265.7496 | 1467.4948 | 1172.7859 | 0 | 298.6165 | 544.7154 | 279.4269 | 484.8183 | 2024.559 | 0 | 1.542 | 0.0056719 | 0 | 0.57357 | 0 | 0 | 1803.992 | 0 | 0 | 0 | 10540.8163 | 52 | 8 | Winter
2018-02-21 09:00 | 1788.4775 | 304.7188 | 268.62 | 1436.0623 | 1216.6192 | 0 | 272.5145 | 593.2297 | 369.9993 | 737.3886 | 2265.9667 | 0 | 1.4325 | 0.0056834 | 0 | 0.53283 | 0 | 0 | 1874.4667 | 0 | 0 | 0 | 11130.0343 | 52 | 9 | Winter
2018-02-21 10:00 | 1677.9753 | 283.8642 | 263.5682 | 1530.1995 | 1244.0734 | 0 | 241.1994 | 639.944 | 426.9046 | 850.8982 | 2476.1416 | 0 | 1.6024 | 0.0056741 | 0 | 0.59603 | 0 | 0 | 1843.96 | 0 | 0 | 0 | 11480.9326 | 52 | 10 | Winter
2018-02-21 11:00 | 1538.5074 | 262.4823 | 248.6453 | 1629.3135 | 1242.5604 | 0 | 209.0608 | 676.6855 | 454.7857 | 912.1566 | 2638.4569 | 0 | 1.9562 | 0.005691 | 0 | 0.72763 | 0 | 0 | 1854.1465 | 0 | 0 | 0 | 11669.4903 | 52 | 11 | Winter
2018-02-21 12:00 | 1362.3505 | 236.2967 | 228.9937 | 1583.7599 | 1241.0038 | 0 | 169.0341 | 696.674 | 462.2038 | 931.9103 | 2687.2316 | 0 | 2.2357 | 0.005658 | 0 | 0.83159 | 0 | 0 | 1867.6596 | 0 | 0 | 0 | 11470.191 | 52 | 12 | Winter
2018-02-21 13:00 | 1224.2611 | 205.3171 | 218.8128 | 1466.2389 | 1249.001 | 0 | 141.3212 | 698.768 | 458.607 | 921.3125 | 2665.233 | 0 | 2.2766 | 0.0056903 | 0 | 0.8468 | 0 | 0 | 1878.4252 | 0 | 0 | 0 | 11130.4268 | 52 | 13 | Winter
2018-02-21 14:00 | 1099.794 | 189.9624 | 211.4033 | 1302.8126 | 1207.7599 | 0 | 130.3138 | 693.4471 | 444.7941 | 882.9621 | 2587.6906 | 0 | 2.5759 | 0.0057066 | 0 | 0.95812 | 0 | 0 | 1862.7903 | 0 | 0 | 0 | 10617.27 | 52 | 14 | Winter
2018-02-21 15:00 | 1032.0755 | 180.6504 | 216.0016 | 1291.7134 | 1193.8599 | 0 | 120.001 | 664.4232 | 418.3252 | 834.7177 | 2454.409 | 0 | 3.5102 | 0.0057206 | 0 | 1.3056 | 0 | 0 | 1828.6604 | 0 | 0 | 0 | 10239.659 | 52 | 15 | Winter
2018-02-21 16:00 | 998.236 | 176.7319 | 239.3726 | 1386.2634 | 1248.1665 | 0 | 118.6204 | 629.1366 | 385.0426 | 796.713 | 2323.7506 | 0 | 4.6641 | 0.0058511 | 0 | 1.7349 | 0 | 0 | 1782.1475 | 0 | 0 | 0 | 10090.586 | 52 | 16 | Winter
2018-02-21 17:00 | 1013.4379 | 179.5417 | 302.5566 | 1563.8793 | 1352.2265 | 0 | 127.3817 | 580.2088 | 352.7135 | 631.7366 | 2226.2753 | 0 | 5.7063 | 0.006176 | 0 | 2.1225 | 0 | 0 | 1744.8587 | 0 | 0 | 0 | 10082.6515 | 52 | 17 | Winter
2018-02-21 18:00 | 1036.8966 | 200.4356 | 435.1996 | 1825.145 | 1494.4016 | 0 | 134.7581 | 517.1837 | 379.2603 | 606.2785 | 2145.2711 | 0 | 4.4741 | 0.0061367 | 0 | 1.6642 | 0 | 0 | 1765.829 | 0 | 0 | 0 | 10546.8035 | 52 | 18 | Winter
2018-02-21 19:00 | 1093.7687 | 212.4416 | 618.3694 | 1906.0646 | 1548.7991 | 0 | 149.3412 | 473.9215 | 456.3981 | 584.9871 | 1939.6489 | 0 | 2.4515 | 0.0060645 | 0 | 0.91185 | 0 | 0 | 1790.1828 | 0 | 0 | 0 | 10777.2924 | 52 | 19 | Winter
2018-02-21 20:00 | 1152.8375 | 219.3847 | 769.0569 | 1837.5833 | 1517.3392 | 0 | 149.8174 | 422.4754 | 433.8378 | 546.708 | 1847.6458 | 0 | 1.8934 | 0.00607 | 0 | 0.70427 | 0 | 0 | 1782.8957 | 0 | 0 | 0 | 10682.1852 | 52 | 20 | Winter
2018-02-21 21:00 | 1210.456 | 226.1001 | 789.9457 | 1762.8956 | 1459.5392 | 0 | 142.3835 | 373.6176 | 416.9044 | 446.6987 | 1751.3338 | 0 | 1.4443 | 0.0059041 | 0 | 0.53722 | 0 | 0 | 1771.1685 | 0 | 0 | 0 | 10353.0303 | 52 | 21 | Winter
2018-02-21 22:00 | 1305.9851 | 237.8445 | 620.9849 | 1668.2269 | 1362.8383 | 0 | 79.0521 | 334.3554 | 387.4343 | 356.1854 | 1664.7943 | 0 | 0.93839 | 0.0057666 | 0 | 0.34904 | 0 | 0 | 1706.9055 | 0 | 0 | 0 | 9725.8999 | 52 | 22 | Winter
2018-02-21 23:00 | 1415.7401 | 248.4418 | 369.453 | 1389.5465 | 1124.4629 | 0 | 89.0674 | 316.0318 | 334.9043 | 292.7719 | 1608.5029 | 0 | 0.66042 | 0.0063365 | 0 | 0.24565 | 0 | 0 | 1648.8615 | 0 | 0 | 0 | 8838.6965 | 52 | 23 | Winter
2018-02-22 | 1493.5483 | 256.9564 | 143.6554 | 967.6915 | 972.8803 | 0 | 96.3318 | 304.3236 | 299.0758 | 252.2445 | 1571.4723 | 0 | 0.3508 | 0.0062725 | 0 | 0.13048 | 0 | 0 | 1562.5958 | 0 | 0 | 0 | 7921.2633 | 53 | 0 | Winter
2018-02-22 01:00 | 1550.5774 | 262.6523 | 92.4534 | 650.2986 | 910.2094 | 0 | 97.7859 | 271.7987 | 279.9786 | 208.0158 | 1499.6921 | 0 | 0.22276 | 0.006299 | 0 | 0.082856 | 0 | 0 | 1554.5921 | 0 | 0 | 0 | 7378.3662 | 53 | 1 | Winter
2018-02-22 02:00 | 1602.9401 | 268.3294 | 85.1127 | 499.9 | 880.2456 | 0 | 86.6034 | 257.6673 | 269.4236 | 183.7996 | 1473.7262 | 0 | 0.10326 | 0.0063217 | 0 | 0.038409 | 0 | 0 | 1564.8469 | 0 | 0 | 0 | 7172.7427 | 53 | 2 | Winter
2018-02-22 03:00 | 1706.908 | 275.8937 | 83.4714 | 419.6429 | 867.9917 | 0 | 98.0746 | 265.0966 | 266.5045 | 172.4235 | 1441.5905 | 0 | 0.13386 | 0.0063312 | 0 | 0.049792 | 0 | 0 | 1551.2383 | 0 | 0 | 0 | 7149.0258 | 53 | 3 | Winter
2018-02-22 04:00 | 1759.2597 | 283.4879 | 83.4714 | 439.6025 | 867.0242 | 0 | 108.4022 | 281.0022 | 267.7548 | 177.5164 | 1406.1367 | 0 | 0.073121 | 0.0065811 | 0 | 0.027198 | 0 | 0 | 1588.7267 | 0 | 0 | 0 | 7262.4916 | 53 | 4 | Winter
2018-02-22 05:00 | 1830.8185 | 293.7206 | 83.8307 | 572.6571 | 892.4804 | 0 | 120.0383 | 305.1834 | 278.5034 | 210.7062 | 1407.606 | 0 | 0.30572 | 0.0059916 | 0 | 0.11372 | 0 | 0 | 1708.2527 | 0 | 0 | 0 | 7704.2226 | 53 | 5 | Winter
2018-02-22 06:00 | 1896.1425 | 303.1557 | 94.678 | 945.2247 | 938.9903 | 0 | 162.9318 | 370.5312 | 308.7658 | 267.0486 | 1468.3202 | 0 | 0.78157 | 0.0058612 | 0 | 0.29071 | 0 | 0 | 1684.6583 | 0 | 0 | 0 | 8441.5252 | 53 | 6 | Winter
2018-02-22 07:00 | 1936.4591 | 308.9022 | 190.5316 | 1355.1797 | 1052.361 | 0 | 314.7283 | 467.8497 | 335.9804 | 353.706 | 1779.6201 | 0 | 1.427 | 0.0056367 | 0 | 0.53078 | 0 | 0 | 1735.5927 | 0 | 0 | 0 | 9832.8741 | 53 | 7 | Winter
2018-02-22 08:00 | 1882.3286 | 305.4921 | 261.1315 | 1500.093 | 1169.5296 | 0 | 288.2182 | 546.6853 | 282.4932 | 484.7858 | 2017.8965 | 0 | 1.554 | 0.0055128 | 0 | 0.57804 | 0 | 0 | 1816.2838 | 0 | 0 | 0 | 10557.0752 | 53 | 8 | Winter
2018-02-22 09:00 | 1788.5422 | 295.343 | 267.9618 | 1434.4104 | 1218.2159 | 0 | 254.2452 | 595.8837 | 373.2298 | 737.4703 | 2257.9883 | 0 | 1.4366 | 0.005507 | 0 | 0.53434 | 0 | 0 | 1879.8922 | 0 | 0 | 0 | 11105.1591 | 53 | 9 | Winter
2018-02-22 10:00 | 1676.865 | 277.2584 | 263.6959 | 1510.6195 | 1246.8855 | 0 | 220.1104 | 640.3723 | 427.9351 | 850.2899 | 2464.3516 | 0 | 1.5971 | 0.0055204 | 0 | 0.59405 | 0 | 0 | 1837.2814 | 0 | 0 | 0 | 11417.8616 | 53 | 10 | Winter
2018-02-22 11:00 | 1535.0726 | 248.9024 | 249.2115 | 1611.0631 | 1243.1345 | 0 | 187.7599 | 676.3425 | 454.9391 | 911.5221 | 2619.0307 | 0 | 1.9245 | 0.005523 | 0 | 0.71583 | 0 | 0 | 1823.4643 | 0 | 0 | 0 | 11563.0885 | 53 | 11 | Winter
2018-02-22 12:00 | 1388.1115 | 230.9424 | 230.5754 | 1559.6887 | 1243.923 | 0 | 162.1616 | 702.3117 | 462.2158 | 932.374 | 2659.1363 | 0 | 2.1838 | 0.0055821 | 0 | 0.81229 | 0 | 0 | 1823.7683 | 0 | 0 | 0 | 11398.2105 | 53 | 12 | Winter
2018-02-22 13:00 | 1273.1795 | 220.0802 | 221.0369 | 1468.6759 | 1252.9268 | 0 | 141.9909 | 717.767 | 458.611 | 921.5609 | 2631.5079 | 0 | 2.1859 | 0.0054638 | 0 | 0.81308 | 0 | 0 | 1803.3842 | 0 | 0 | 0 | 11113.7258 | 53 | 13 | Winter
2018-02-22 14:00 | 1125.1453 | 210.9641 | 213.037 | 1289.316 | 1211.3957 | 0 | 129.5762 | 726.1689 | 444.7978 | 884.3737 | 2553.0501 | 0 | 2.4909 | 0.005539 | 0 | 0.92653 | 0 | 0 | 1801.1831 | 0 | 0 | 0 | 10592.431 | 53 | 14 | Winter
2018-02-22 15:00 | 1035.5459 | 212.5691 | 217.1339 | 1269.4813 | 1194.5423 | 0 | 120.2827 | 708.7315 | 418.3259 | 835.4715 | 2424.9496 | 0 | 3.3919 | 0.0055077 | 0 | 1.2616 | 0 | 0 | 1766.8541 | 0 | 0 | 0 | 10208.5468 | 53 | 15 | Winter
2018-02-22 16:00 | 959.6086 | 208.2314 | 242.2859 | 1357.7957 | 1250.5389 | 0 | 111.0725 | 672.1861 | 385.0428 | 799.2245 | 2305.3861 | 0 | 4.5399 | 0.0056962 | 0 | 1.6886 | 0 | 0 | 1734.1583 | 0 | 0 | 0 | 10031.7649 | 53 | 16 | Winter
2018-02-22 17:00 | 930.7805 | 208.7867 | 306.1154 | 1572.5368 | 1354.5383 | 0 | 107.8533 | 621.2857 | 352.7128 | 632.1915 | 2218.8984 | 0 | 5.5513 | 0.0058615 | 0 | 2.0649 | 0 | 0 | 1696.9336 | 0 | 0 | 0 | 10010.2549 | 53 | 17 | Winter
2018-02-22 18:00 | 921.2761 | 207.0933 | 439.6087 | 1810.262 | 1498.95 | 0 | 106.1427 | 547.7431 | 379.2576 | 605.9066 | 2147.8031 | 0 | 4.3265 | 0.0058788 | 0 | 1.6093 | 0 | 0 | 1707.0556 | 0 | 0 | 0 | 10377.0404 | 53 | 18 | Winter
2018-02-22 19:00 | 946.3068 | 203.6824 | 619.1737 | 1905.8817 | 1552.0979 | 0 | 114.8347 | 492.1151 | 456.397 | 585.8784 | 1949.5547 | 0 | 2.3776 | 0.0059476 | 0 | 0.88436 | 0 | 0 | 1735.7891 | 0 | 0 | 0 | 10564.9794 | 53 | 19 | Winter
2018-02-22 20:00 | 963.8223 | 201.0132 | 771.161 | 1814.8296 | 1519.5463 | 0 | 115.5433 | 434.6244 | 433.8179 | 547.6784 | 1862.2369 | 0 | 1.8222 | 0.005834 | 0 | 0.6778 | 0 | 0 | 1715.437 | 0 | 0 | 0 | 10382.2162 | 53 | 20 | Winter
2018-02-22 21:00 | 977.2855 | 197.7696 | 794.5932 | 1739.0742 | 1462.5086 | 0 | 110.0567 | 382.0736 | 416.262 | 447.0735 | 1767.361 | 0 | 1.3898 | 0.0057469 | 0 | 0.51694 | 0 | 0 | 1703.6306 | 0 | 0 | 0 | 9999.601 | 53 | 21 | Winter
2018-02-22 22:00 | 1016.099 | 197.5606 | 626.0286 | 1687.6063 | 1364.7143 | 0 | 67.964 | 341.0222 | 384.679 | 355.2674 | 1678.2702 | 0 | 0.90978 | 0.0056655 | 0 | 0.3384 | 0 | 0 | 1654.4509 | 0 | 0 | 0 | 9374.9165 | 53 | 22 | Winter
2018-02-22 23:00 | 1061.603 | 195.5846 | 371.7577 | 1371.6558 | 1125.0717 | 0 | 64.6372 | 318.937 | 331.3634 | 292.7765 | 1615.7561 | 0 | 0.63707 | 0.006038 | 0 | 0.23696 | 0 | 0 | 1590.7168 | 0 | 0 | 0 | 8340.7398 | 53 | 23 | Winter
2018-02-23 | 1119.4347 | 202.7756 | 144.1248 | 958.3764 | 973.1717 | 0 | 68.0543 | 303.6269 | 297.3906 | 253.8405 | 1570.2167 | 0 | 0.3464 | 0.0060285 | 0 | 0.12885 | 0 | 0 | 1540.2643 | 0 | 0 | 0 | 7431.7577 | 54 | 0 | Winter
2018-02-23 01:00 | 1176.5522 | 224.3457 | 91.9074 | 653.0611 | 908.8727 | 0 | 69.4451 | 269.8787 | 279.5245 | 209.3209 | 1506.1533 | 0 | 0.21949 | 0.0059822 | 0 | 0.081642 | 0 | 0 | 1533.4789 | 0 | 0 | 0 | 6922.8476 | 54 | 1 | Winter
2018-02-23 02:00 | 1205.6664 | 227.9136 | 85.0303 | 485.7789 | 879.9203 | 0 | 62.4204 | 256.268 | 269.2631 | 182.4422 | 1478.7407 | 0 | 0.1019 | 0.006099 | 0 | 0.037902 | 0 | 0 | 1549.7743 | 0 | 0 | 0 | 6683.364 | 54 | 2 | Winter
2018-02-23 03:00 | 1290.6771 | 233.0139 | 83.4714 | 420.6804 | 867.5202 | 0 | 67.8834 | 259.6207 | 266.4351 | 173.6989 | 1445.3137 | 0 | 0.13192 | 0.0060843 | 0 | 0.04907 | 0 | 0 | 1531.5607 | 0 | 0 | 0 | 6640.0627 | 54 | 3 | Winter
2018-02-23 04:00 | 1364.4172 | 241.054 | 83.4714 | 432.0914 | 866.6384 | 0 | 81.7837 | 272.762 | 267.7569 | 176.4432 | 1409.2703 | 0 | 0.072215 | 0.0062884 | 0 | 0.026861 | 0 | 0 | 1570.199 | 0 | 0 | 0 | 6765.9928 | 54 | 4 | Winter
2018-02-23 05:00 | 1456.895 | 251.6895 | 83.8751 | 587.6027 | 892.797 | 0 | 97.3234 | 300.0687 | 278.5651 | 210.0137 | 1411.641 | 0 | 0.3016 | 0.0064493 | 0 | 0.11218 | 0 | 0 | 1684.2775 | 0 | 0 | 0 | 7255.1689 | 54 | 5 | Winter
2018-02-23 06:00 | 1528.8216 | 260.4808 | 95.1524 | 928.82 | 940.2876 | 0 | 138.9667 | 366.7276 | 308.9087 | 269.2148 | 1471.3644 | 0 | 0.78024 | 0.0057566 | 0 | 0.29022 | 0 | 0 | 1679.9744 | 0 | 0 | 0 | 7989.7952 | 54 | 6 | Winter
2018-02-23 07:00 | 1591.5212 | 268.9517 | 191.1594 | 1356.9381 | 1051.7457 | 0 | 271.7942 | 466.7237 | 336.176 | 353.9877 | 1781.3974 | 0 | 1.421 | 0.00547 | 0 | 0.52857 | 0 | 0 | 1727.3324 | 0 | 0 | 0 | 9399.6826 | 54 | 7 | Winter
2018-02-23 08:00 | 1572.4537 | 268.3578 | 260.5279 | 1467.6056 | 1164.5882 | 0 | 263.137 | 551.4089 | 282.7219 | 482.6579 | 2020.5106 | 0 | 1.5402 | 0.0053861 | 0 | 0.57288 | 0 | 0 | 1799.2818 | 0 | 0 | 0 | 10135.3697 | 54 | 8 | Winter
2018-02-23 09:00 | 1499.5828 | 262.9919 | 265.4501 | 1481.0035 | 1213.3692 | 0 | 239.5963 | 603.8428 | 373.5291 | 737.0844 | 2263.4399 | 0 | 1.4133 | 0.0053397 | 0 | 0.5257 | 0 | 0 | 1848.3807 | 0 | 0 | 0 | 10790.2151 | 54 | 9 | Winter
2018-02-23 10:00 | 1397.5214 | 245.779 | 262.6456 | 1547.4788 | 1242.9911 | 0 | 214.48 | 660.6686 | 428.1539 | 849.9464 | 2475.5218 | 0 | 1.5585 | 0.0053107 | 0 | 0.57969 | 0 | 0 | 1792.2729 | 0 | 0 | 0 | 11119.6029 | 54 | 10 | Winter
2018-02-23 11:00 | 1297.8681 | 224.1403 | 247.7231 | 1571.9284 | 1238.787 | 0 | 188.9224 | 710.2601 | 455.0525 | 913.1628 | 2639.1871 | 0 | 1.8693 | 0.0052654 | 0 | 0.69532 | 0 | 0 | 1771.4352 | 0 | 0 | 0 | 11261.0368 | 54 | 11 | Winter
2018-02-23 12:00 | 1206.2656 | 219.0793 | 228.8412 | 1539.3399 | 1238.7694 | 0 | 169.7501 | 736.1345 | 462.2472 | 930.6502 | 2690.1353 | 0 | 2.1299 | 0.0052642 | 0 | 0.79225 | 0 | 0 | 1778.9349 | 0 | 0 | 0 | 11203.0752 | 54 | 12 | Winter
2018-02-23 13:00 | 1158.4221 | 219.8398 | 219.5682 | 1446.7992 | 1249.888 | 0 | 159.5209 | 742.6266 | 458.6161 | 922.9055 | 2668.8029 | 0 | 2.1686 | 0.0052795 | 0 | 0.80664 | 0 | 0 | 1788.9814 | 0 | 0 | 0 | 11038.9513 | 54 | 13 | Winter
2018-02-23 14:00 | 1089.3584 | 219.3487 | 213.6231 | 1332.8502 | 1210.2567 | 0 | 155.4229 | 730.7832 | 444.7996 | 883.1956 | 2591.1365 | 0 | 2.4671 | 0.0053442 | 0 | 0.91768 | 0 | 0 | 1783.7035 | 0 | 0 | 0 | 10657.8684 | 54 | 14 | Winter
2018-02-23 15:00 | 1064.8885 | 221.5652 | 215.85 | 1249.0879 | 1191.9591 | 0 | 152.4112 | 696.9822 | 418.3241 | 835.3284 | 2458.6795 | 0 | 3.3745 | 0.0053306 | 0 | 1.2552 | 0 | 0 | 1757.6634 | 0 | 0 | 0 | 10267.3746 | 54 | 15 | Winter
2018-02-23 16:00 | 1050.8823 | 228.349 | 240.3127 | 1346.1976 | 1247.4932 | 0 | 152.6995 | 658.3203 | 385.0424 | 798.7634 | 2330.3807 | 0 | 4.5191 | 0.0053491 | 0 | 1.6809 | 0 | 0 | 1726.2058 | 0 | 0 | 0 | 10170.8524 | 54 | 16 | Winter
2018-02-23 17:00 | 1050.7499 | 229.28 | 305.9321 | 1573.6701 | 1353.1985 | 0 | 151.6377 | 607.7446 | 352.7127 | 630.9017 | 2231.4381 | 0 | 5.5831 | 0.0057628 | 0 | 2.0767 | 0 | 0 | 1706.5818 | 0 | 0 | 0 | 10201.5126 | 54 | 17 | Winter
2018-02-23 18:00 | 1042.3663 | 221.8773 | 438.9805 | 1792.1704 | 1497.0726 | 0 | 145.5946 | 534.802 | 377.7363 | 607.973 | 2150.4236 | 0 | 4.3593 | 0.0058111 | 0 | 1.6215 | 0 | 0 | 1719.9255 | 0 | 0 | 0 | 10534.9085 | 54 | 18 | Winter
2018-02-23 19:00 | 1080.7275 | 217.1248 | 622.02 | 1852.5685 | 1552.9855 | 0 | 155.5595 | 481.7767 | 456.4114 | 588.6569 | 1942.5304 | 0 | 2.3787 | 0.0057641 | 0 | 0.88478 | 0 | 0 | 1736.427 | 0 | 0 | 0 | 10690.0575 | 54 | 19 | Winter
2018-02-23 20:00 | 1157.1455 | 234.8182 | 764.898 | 1811.533 | 1516.9462 | 0 | 164.1851 | 426.781 | 433.8131 | 549.7324 | 1847.9887 | 0 | 1.828 | 0.0057108 | 0 | 0.67994 | 0 | 0 | 1720.414 | 0 | 0 | 0 | 10630.769 | 54 | 20 | Winter
2018-02-23 21:00 | 1241.0113 | 245.3368 | 788.6657 | 1796.8471 | 1461.0094 | 0 | 166.8052 | 376.3878 | 416.2357 | 449.0508 | 1750.3133 | 0 | 1.4011 | 0.0056501 | 0 | 0.52117 | 0 | 0 | 1717.5395 | 0 | 0 | 0 | 10411.1306 | 54 | 21 | Winter
2018-02-23 22:00 | 1382.5189 | 260.2552 | 621.2711 | 1696.2612 | 1363.9158 | 0 | 119.6758 | 338.121 | 384.597 | 358.9265 | 1662.5902 | 0 | 0.9139 | 0.0061182 | 0 | 0.33993 | 0 | 0 | 1662.6504 | 0 | 0 | 0 | 9852.0429 | 54 | 22 | Winter
2018-02-23 23:00 | 1561.1947 | 285.9888 | 369.6316 | 1392.9005 | 1123.4494 | 0 | 130.3765 | 321.5799 | 331.1797 | 294.881 | 1606.9977 | 0 | 0.65129 | 0.0060631 | 0 | 0.24225 | 0 | 0 | 1625.7071 | 0 | 0 | 0 | 9044.7865 | 54 | 23 | Winter
2018-02-24 | 1661.6473 | 296.9459 | 145.0233 | 949.4602 | 973.3815 | 0 | 140.2589 | 310.9567 | 297.0686 | 253.834 | 1570.7655 | 0 | 0.3341 | 0.0060185 | 0 | 0.12427 | 0 | 0 | 1487.4707 | 0 | 0 | 0 | 8087.277 | 55 | 0 | Summer
2018-02-24 01:00 | 1725.4552 | 306.8934 | 92.4577 | 676.1784 | 910.3615 | 0 | 156.4786 | 295.1289 | 262.7998 | 187.1875 | 1547.7876 | 0 | 0.20976 | 0.0059947 | 0 | 0.078022 | 0 | 0 | 1466.1416 | 0 | 0 | 0 | 7627.164 | 55 | 1 | Summer
2018-02-24 02:00 | 1813.7723 | 322.0429 | 85.1404 | 506.8112 | 880.4844 | 0 | 138.2558 | 282.5036 | 255.9752 | 171.7471 | 1557.1641 | 0 | 0.098173 | 0.005425 | 0 | 0.036516 | 0 | 0 | 1483.5388 | 0 | 0 | 0 | 7497.5759 | 55 | 2 | Summer
2018-02-24 03:00 | 1976.1688 | 336.7942 | 83.0738 | 439.1753 | 867.6775 | 0 | 151.9603 | 284.343 | 250.1968 | 174.8015 | 1530.9542 | 0 | 0.1257 | 0.0054338 | 0 | 0.046756 | 0 | 0 | 1457.5893 | 0 | 0 | 0 | 7552.9126 | 55 | 3 | Summer
2018-02-24 04:00 | 2096.7541 | 350.3589 | 83.0738 | 421.3892 | 866.9675 | 0 | 165.4154 | 292.0837 | 248.3003 | 194.1322 | 1497.1429 | 0 | 0.068279 | 0.0055453 | 0 | 0.025397 | 0 | 0 | 1479.5859 | 0 | 0 | 0 | 7695.3029 | 55 | 4 | Summer
2018-02-24 05:00 | 2229.4025 | 363.1525 | 83.7174 | 419.4645 | 887.0436 | 0 | 186.4054 | 307.0222 | 250.4716 | 211.8853 | 1449.9068 | 0 | 0.28733 | 0.0058338 | 0 | 0.10687 | 0 | 0 | 1603.5522 | 0 | 0 | 0 | 7992.424 | 55 | 5 | Summer
2018-02-24 06:00 | 2359.1891 | 377.9629 | 90.8345 | 543.2312 | 915.7561 | 0 | 248.4837 | 334.9627 | 255.7728 | 245.0623 | 1396.508 | 0 | 0.75267 | 0.0058217 | 0 | 0.27996 | 0 | 0 | 1622.8021 | 0 | 0 | 0 | 8391.604 | 55 | 6 | Summer
2018-02-24 07:00 | 2490.2967 | 395.4173 | 133.639 | 821.0639 | 974.2488 | 0 | 416.1405 | 391.8824 | 243.4032 | 300.7198 | 1505.2127 | 0 | 1.3795 | 0.0056447 | 0 | 0.51313 | 0 | 0 | 1679.2355 | 0 | 0 | 0 | 9353.1582 | 55 | 7 | Summer
2018-02-24 08:00 | 2390.8189 | 383.1702 | 209.5478 | 1205.0833 | 1091.7095 | 0 | 359.8901 | 418.1396 | 144.6223 | 347.3987 | 1486.0485 | 0 | 1.5127 | 0.0056015 | 0 | 0.56265 | 0 | 0 | 1769.3106 | 0 | 0 | 0 | 9807.8206 | 55 | 8 | Summer
2018-02-24 09:00 | 2160.6408 | 356.0328 | 284.2026 | 1506.7643 | 1230.7773 | 0 | 307.7863 | 452.9324 | 189.3831 | 496.8849 | 1459.9881 | 0 | 1.4035 | 0.0056926 | 0 | 0.52203 | 0 | 0 | 1837.9142 | 0 | 0 | 0 | 10285.238 | 55 | 9 | Summer
2018-02-24 10:00 | 1934.1479 | 314.0672 | 324.5273 | 1678.6419 | 1311.8627 | 0 | 265.1992 | 506.48 | 216.2907 | 560.6177 | 1471.5645 | 0 | 1.576 | 0.0050716 | 0 | 0.58622 | 0 | 0 | 1814.0429 | 0 | 0 | 0 | 10399.6092 | 55 | 10 | Summer
2018-02-24 11:00 | 1726.1078 | 282.2739 | 317.7683 | 1733.6946 | 1323.1573 | 0 | 227.823 | 552.2925 | 230.3457 | 602.3011 | 1533.5512 | 0 | 1.9077 | 0.0051148 | 0 | 0.70957 | 0 | 0 | 1808.9431 | 0 | 0 | 0 | 10340.8807 | 55 | 11 | Summer
2018-02-24 12:00 | 1537.1638 | 264.6706 | 293.4166 | 1759.5629 | 1322.8413 | 0 | 196.167 | 585.2117 | 237.352 | 634.1812 | 1574.19 | 0 | 2.1464 | 0.0050696 | 0 | 0.79837 | 0 | 0 | 1794.1986 | 0 | 0 | 0 | 10201.9057 | 55 | 12 | Summer
2018-02-24 13:00 | 1374.7399 | 252.8323 | 279.8412 | 1747.2695 | 1331.5572 | 0 | 168.6303 | 604.2365 | 239.1115 | 656.2266 | 1597.9018 | 0 | 2.1618 | 0.0050702 | 0 | 0.80409 | 0 | 0 | 1784.8921 | 0 | 0 | 0 | 10040.2097 | 55 | 13 | Summer
2018-02-24 14:00 | 1213.5175 | 247.9944 | 272.3722 | 1625.4432 | 1290.8916 | 0 | 150.7112 | 613.2408 | 238.5164 | 674.1892 | 1609.9614 | 0 | 2.4549 | 0.0050934 | 0 | 0.91311 | 0 | 0 | 1776.6941 | 0 | 0 | 0 | 9716.9051 | 55 | 14 | Summer
2018-02-24 15:00 | 1131.2903 | 257.7247 | 276.5544 | 1509.5878 | 1274.1018 | 0 | 146.7525 | 604.3961 | 234.9383 | 672.9089 | 1631.1355 | 0 | 3.3468 | 0.0051159 | 0 | 1.2449 | 0 | 0 | 1745.2161 | 0 | 0 | 0 | 9489.2033 | 55 | 15 | Summer
2018-02-24 16:00 | 1076.7167 | 268.7602 | 300.8435 | 1526.0204 | 1332.7418 | 0 | 145.7147 | 590.2123 | 229.9111 | 660.4695 | 1678.883 | 0 | 4.4437 | 0.0052736 | 0 | 1.6529 | 0 | 0 | 1699.7273 | 0 | 0 | 0 | 9516.1023 | 55 | 16 | Summer
2018-02-24 17:00 | 1081.6427 | 267.3541 | 361.3727 | 1721.2097 | 1430.3342 | 0 | 148.6138 | 562.0322 | 225.8078 | 552.0123 | 1741.6208 | 0 | 5.3661 | 0.0053984 | 0 | 1.996 | 0 | 0 | 1642.5865 | 0 | 0 | 0 | 9741.9541 | 55 | 17 | Summer
2018-02-24 18:00 | 1097.8834 | 253.4668 | 482.3502 | 1851.8715 | 1553.6354 | 0 | 156.7769 | 506.0282 | 277.8891 | 532.2377 | 1803.5482 | 0 | 4.2278 | 0.0054237 | 0 | 1.5726 | 0 | 0 | 1670.0167 | 0 | 0 | 0 | 10191.5099 | 55 | 18 | Summer
2018-02-24 19:00 | 1150.1025 | 237.5791 | 657.3292 | 1938.2629 | 1591.7091 | 0 | 172.3289 | 461.2688 | 385.2142 | 505.7365 | 1709.4431 | 0 | 2.3113 | 0.006112 | 0 | 0.85971 | 0 | 0 | 1689.3581 | 0 | 0 | 0 | 10501.5095 | 55 | 19 | Summer
2018-02-24 20:00 | 1204.9992 | 237.2814 | 811.3312 | 1874.7396 | 1553.5787 | 0 | 185.9009 | 426.0061 | 385.5904 | 459.5196 | 1699.4077 | 0 | 1.7684 | 0.0060696 | 0 | 0.65779 | 0 | 0 | 1667.0733 | 0 | 0 | 0 | 10507.8605 | 55 | 20 | Summer
2018-02-24 21:00 | 1268.6327 | 240.5736 | 830.5198 | 1786.2112 | 1488.3073 | 0 | 193.8012 | 400.8931 | 382.351 | 404.2831 | 1680.8259 | 0 | 1.3682 | 0.0059783 | 0 | 0.50892 | 0 | 0 | 1677.8887 | 0 | 0 | 0 | 10356.1708 | 55 | 21 | Summer
2018-02-24 22:00 | 1369.3076 | 247.5668 | 655.6399 | 1684.4756 | 1388.5566 | 0 | 132.2816 | 353.9464 | 359.3392 | 349.0743 | 1637.0345 | 0 | 0.89327 | 0.0058534 | 0 | 0.33226 | 0 | 0 | 1625.8836 | 0 | 0 | 0 | 9804.3374 | 55 | 22 | Summer
2018-02-24 23:00 | 1479.4167 | 254.5055 | 408.3352 | 1393.4912 | 1157.3487 | 0 | 133.5565 | 330.7858 | 310.6487 | 278.9632 | 1581.5595 | 0 | 0.62887 | 0.00574 | 0 | 0.23391 | 0 | 0 | 1570.3031 | 0 | 0 | 0 | 8899.7827 | 55 | 23 | Summer
2018-02-25 | 1585.8022 | 264.7095 | 154.4343 | 1012.5085 | 996.427 | 0 | 135.9924 | 308.5402 | 276.083 | 219.8817 | 1542.7824 | 0 | 0.80266 | 0.0063855 | 0 | 0.29856 | 0 | 0 | 1056.5845 | 0 | 0 | 0 | 7554.8532 | 56 | 0 | Fall
2018-02-25 01:00 | 1656.4547 | 269.5754 | 95.2527 | 667.3291 | 923.4166 | 0 | 125.7447 | 289.5984 | 254.282 | 188.5387 | 1415.5104 | 0 | 0.32106 | 0.0063426 | 0 | 0.11942 | 0 | 0 | 1058.6766 | 0 | 0 | 0 | 6944.8261 | 56 | 1 | Fall
2018-02-25 02:00 | 1713.7525 | 274.0478 | 85.6315 | 491.7447 | 886.6309 | 0 | 117.6547 | 281.7046 | 246.2238 | 175.6184 | 1436.644 | 0 | 0.27489 | 0.0077477 | 0 | 0.10225 | 0 | 0 | 1011.8239 | 0 | 0 | 0 | 6721.8616 | 56 | 2 | Fall
2018-02-25 03:00 | 1851.0327 | 283.4467 | 83.0738 | 424.1639 | 870.9452 | 0 | 126.9384 | 281.4682 | 241.1178 | 182.1963 | 1430.7921 | 0 | 0.19536 | 0.0077203 | 0 | 0.072665 | 0 | 0 | 966.713 | 0 | 0 | 0 | 6742.1638 | 56 | 3 | Fall
2018-02-25 04:00 | 1927.7248 | 288.5258 | 83.0738 | 400.8159 | 867.8887 | 0 | 136.4336 | 283.5856 | 237.6324 | 196.6856 | 1387.7021 | 0 | 0.037326 | 0.0078601 | 0 | 0.013884 | 0 | 0 | 962.094 | 0 | 0 | 0 | 6772.2214 | 56 | 4 | Fall
2018-02-25 05:00 | 2027.4755 | 297.4848 | 83.7272 | 445.3316 | 887.12 | 0 | 143.5306 | 290.2258 | 242.2733 | 218.183 | 1354.8697 | 0 | 0.1158 | 0.0079575 | 0 | 0.043071 | 0 | 0 | 972.3302 | 0 | 0 | 0 | 6962.7185 | 56 | 5 | Fall
2018-02-25 06:00 | 2134.9632 | 306.5752 | 91.1107 | 574.9224 | 915.203 | 0 | 187.7279 | 325.8871 | 251.3872 | 251.3587 | 1320.1457 | 0 | 0.24053 | 0.0065632 | 0 | 0.089469 | 0 | 0 | 952.002 | 0 | 0 | 0 | 7311.6198 | 56 | 6 | Fall
2018-02-25 07:00 | 2188.774 | 311.1829 | 132.4034 | 840.976 | 971.258 | 0 | 322.1213 | 365.2268 | 230.4448 | 304.9271 | 1265.2003 | 0 | 0.42442 | 0.0065498 | 0 | 0.15787 | 0 | 0 | 955.3079 | 0 | 0 | 0 | 7888.4114 | 56 | 7 | Fall
2018-02-25 08:00 | 2077.3827 | 300.0719 | 208.3565 | 1194.9781 | 1087.0315 | 0 | 271.8554 | 378.4488 | 120.0336 | 340.2459 | 1235.8067 | 0 | 0.78438 | 0.0058537 | 0 | 0.29176 | 0 | 0 | 930.3055 | 0 | 0 | 0 | 8145.5986 | 56 | 8 | Fall
2018-02-25 09:00 | 1874.5848 | 279.7822 | 278.7012 | 1488.8801 | 1227.6708 | 0 | 241.3138 | 390.577 | 137.9289 | 486.4134 | 1275.7444 | 0 | 1.3484 | 0.0057971 | 0 | 0.50154 | 0 | 0 | 903.2766 | 0 | 0 | 0 | 8586.7288 | 56 | 9 | Fall
2018-02-25 10:00 | 1690.2867 | 262.0151 | 319.8803 | 1637.4032 | 1311.983 | 0 | 207.4799 | 419.3266 | 158.1587 | 532.1183 | 1293.7131 | 0 | 1.7817 | 0.0057835 | 0 | 0.6627 | 0 | 0 | 874.9364 | 0 | 0 | 0 | 8709.7515 | 56 | 10 | Fall
2018-02-25 11:00 | 1590.8196 | 266.7364 | 316.5396 | 1669.2639 | 1323.2088 | 0 | 194.1197 | 441.6581 | 177.2739 | 561.8633 | 1309.5744 | 0 | 2.275 | 0.0056646 | 0 | 0.84622 | 0 | 0 | 884.4392 | 0 | 0 | 0 | 8738.6239 | 56 | 11 | Fall
2018-02-25 12:00 | 1425.0397 | 257.2662 | 295.4801 | 1701.6821 | 1325.4035 | 0 | 179.087 | 458.6052 | 191.8208 | 587.5867 | 1337.8689 | 0 | 2.809 | 0.0056909 | 0 | 1.0448 | 0 | 0 | 866.966 | 0 | 0 | 0 | 8630.6658 | 56 | 12 | Fall
2018-02-25 13:00 | 1306.8485 | 253.3182 | 281.7545 | 1758.5863 | 1333.6084 | 0 | 165.7504 | 471.1869 | 200.512 | 608.9813 | 1390.8021 | 0 | 2.8425 | 0.0056358 | 0 | 1.0573 | 0 | 0 | 854.5527 | 0 | 0 | 0 | 8629.8067 | 56 | 13 | Fall
2018-02-25 14:00 | 1181.218 | 255.3529 | 272.3409 | 1642.5202 | 1290.5342 | 0 | 156.451 | 482.1404 | 204.1428 | 624.2541 | 1432.3599 | 0 | 2.9255 | 0.005593 | 0 | 1.0882 | 0 | 0 | 849.7535 | 0 | 0 | 0 | 8395.0873 | 56 | 14 | Fall
2018-02-25 15:00 | 1095.8683 | 267.9254 | 278.3969 | 1509.596 | 1273.8692 | 0 | 152.1036 | 485.9747 | 202.0859 | 632.0294 | 1477.5118 | 0 | 3.0998 | 0.0056058 | 0 | 1.153 | 0 | 0 | 839.7197 | 0 | 0 | 0 | 8219.3394 | 56 | 15 | Fall
2018-02-25 16:00 | 1103.141 | 293.4356 | 299.6429 | 1600.5068 | 1330.3186 | 0 | 161.2836 | 483.6042 | 194.6806 | 626.7914 | 1516.5853 | 0 | 3.5646 | 0.0057018 | 0 | 1.3259 | 0 | 0 | 852.9772 | 0 | 0 | 0 | 8467.8635 | 56 | 16 | Fall
2018-02-25 17:00 | 1092.1437 | 301.2074 | 360.0659 | 1697.6637 | 1428.3248 | 0 | 163.4865 | 471.9489 | 185.3981 | 527.1539 | 1545.832 | 0 | 3.3474 | 0.0059586 | 0 | 1.2451 | 0 | 0 | 858.0958 | 0 | 0 | 0 | 8635.9192 | 56 | 17 | Fall
2018-02-25 18:00 | 1108.9 | 284.2623 | 483.0629 | 1872.1164 | 1555.696 | 0 | 177.1188 | 432.9472 | 215.2591 | 513.4292 | 1571.18 | 0 | 4.1448 | 0.0060973 | 0 | 1.5417 | 0 | 0 | 901.4588 | 0 | 0 | 0 | 9121.1234 | 56 | 18 | Fall
2018-02-25 19:00 | 1197.8786 | 283.0862 | 655.6784 | 1905.9178 | 1589.8805 | 0 | 199.2984 | 410.1034 | 327.082 | 488.229 | 1583.9365 | 0 | 4.1571 | 0.0067637 | 0 | 1.5463 | 0 | 0 | 920.4796 | 0 | 0 | 0 | 9567.2805 | 56 | 19 | Fall
2018-02-25 20:00 | 1261.1184 | 286.1386 | 808.1891 | 1915.2732 | 1552.0311 | 0 | 211.9865 | 393.664 | 315.4817 | 450.5223 | 1561.8899 | 0 | 3.5045 | 0.0068457 | 0 | 1.3035 | 0 | 0 | 931.85 | 0 | 0 | 0 | 9692.9597 | 56 | 20 | Fall
2018-02-25 21:00 | 1318.0332 | 284.3819 | 824.3039 | 1815.1938 | 1488.1276 | 0 | 214.0653 | 376.2212 | 303.6159 | 397.6443 | 1527.7768 | 0 | 2.996 | 0.006842 | 0 | 1.1144 | 0 | 0 | 958.6222 | 0 | 0 | 0 | 9512.1033 | 56 | 21 | Fall
2018-02-25 22:00 | 1394.987 | 286.1504 | 649.2707 | 1646.1712 | 1389.4308 | 0 | 163.423 | 342.9901 | 292.2346 | 346.8149 | 1478.6656 | 0 | 2.332 | 0.0080786 | 0 | 0.8674 | 0 | 0 | 992.1201 | 0 | 0 | 0 | 8985.4659 | 56 | 22 | Fall
2018-02-25 23:00 | 1462.1066 | 282.2607 | 405.4837 | 1351.8145 | 1156.0369 | 0 | 163.6426 | 336.0746 | 280.3088 | 281.0023 | 1425.497 | 0 | 1.5461 | 0.0065451 | 0 | 0.5751 | 0 | 0 | 1035.1104 | 0 | 0 | 0 | 8181.4658 | 56 | 23 | Fall
2018-02-26 | 1526.6146 | 278.1178 | 154.6907 | 986.9965 | 996.3782 | 0 | 164.8334 | 322.8726 | 267.4478 | 225.7297 | 1387.8625 | 0 | 0.85905 | 0.008125 | 0 | 0.31953 | 0 | 0 | 1129.8157 | 0 | 0 | 0 | 7442.5461 | 57 | 0 | Winter
2018-02-26 01:00 | 1602.0737 | 282.4974 | 95.2659 | 644.1387 | 923.0436 | 0 | 163.7656 | 288.3646 | 279.5264 | 210.3135 | 1505.9626 | 0 | 0.34373 | 0.0081788 | 0 | 0.12785 | 0 | 0 | 1131.7382 | 0 | 0 | 0 | 7127.1701 | 57 | 1 | Winter
2018-02-26 02:00 | 1654.125 | 286.5119 | 85.6846 | 483.5517 | 886.5953 | 0 | 145.2434 | 273.6349 | 269.2645 | 181.9783 | 1478.6466 | 0 | 0.29339 | 0.0081674 | 0 | 0.10913 | 0 | 0 | 1079.5654 | 0 | 0 | 0 | 6825.2123 | 57 | 2 | Winter
2018-02-26 03:00 | 1769.2063 | 294.2681 | 83.4714 | 405.6474 | 871.3991 | 0 | 155.8505 | 278.9563 | 266.4335 | 172.8018 | 1445.5446 | 0 | 0.20889 | 0.0082329 | 0 | 0.077698 | 0 | 0 | 1034.0071 | 0 | 0 | 0 | 6777.8808 | 57 | 3 | Winter
2018-02-26 04:00 | 1845.3682 | 300.3402 | 83.4714 | 425.2303 | 868.3616 | 0 | 171.1373 | 292.3416 | 267.755 | 176.8786 | 1409.419 | 0 | 0.040111 | 0.0083275 | 0 | 0.01492 | 0 | 0 | 1026.3845 | 0 | 0 | 0 | 6866.751 | 57 | 4 | Winter
2018-02-26 05:00 | 1940.1241 | 308.0891 | 83.886 | 575.4201 | 893.8323 | 0 | 187.4757 | 314.7822 | 278.5289 | 208.1266 | 1411.5797 | 0 | 0.12598 | 0.0084987 | 0 | 0.046859 | 0 | 0 | 1055.3453 | 0 | 0 | 0 | 7257.3711 | 57 | 5 | Winter
2018-02-26 06:00 | 2018.1809 | 327.1175 | 95.3618 | 958.6445 | 941.1888 | 0 | 245.2962 | 376.8724 | 308.6883 | 265.9417 | 1471.0486 | 0 | 0.25735 | 0.0069281 | 0 | 0.095725 | 0 | 0 | 1015.2391 | 0 | 0 | 0 | 8023.9398 | 57 | 6 | Winter
2018-02-26 07:00 | 2050.5908 | 330.9315 | 191.123 | 1344.7322 | 1052.5089 | 0 | 375.783 | 473.8608 | 315.9149 | 353.6815 | 1780.761 | 0 | 0.45457 | 0.0069177 | 0 | 0.16908 | 0 | 0 | 1017.4412 | 0 | 0 | 0 | 9287.9594 | 57 | 7 | Winter
2018-02-26 08:00 | 1993.6939 | 327.4281 | 261.3829 | 1481.2425 | 1166.7874 | 0 | 348.9989 | 549.7548 | 281.9675 | 483.2919 | 2019.6483 | 0 | 0.81463 | 0.0067897 | 0 | 0.30301 | 0 | 0 | 962.9271 | 0 | 0 | 0 | 9878.2477 | 57 | 8 | Winter
2018-02-26 09:00 | 1842.109 | 312.8803 | 264.0048 | 1473.4835 | 1211.9477 | 0 | 305.9132 | 596.7262 | 373.1925 | 734.597 | 2262.3134 | 0 | 1.3815 | 0.0058968 | 0 | 0.51385 | 0 | 0 | 923.6659 | 0 | 0 | 0 | 10302.7348 | 57 | 9 | Winter
2018-02-26 10:00 | 1664.7419 | 294.7519 | 262.9511 | 1519.5836 | 1243.0077 | 0 | 253.8041 | 643.695 | 427.9549 | 848.842 | 2474.8876 | 0 | 1.8376 | 0.0057812 | 0 | 0.68351 | 0 | 0 | 901.1218 | 0 | 0 | 0 | 10537.8683 | 57 | 10 | Winter
2018-02-26 11:00 | 1488.2419 | 273.6987 | 246.6393 | 1583.2409 | 1238.534 | 0 | 216.7295 | 685.8462 | 455.032 | 909.6997 | 2638.8292 | 0 | 2.3608 | 0.0064077 | 0 | 0.87813 | 0 | 0 | 916.9555 | 0 | 0 | 0 | 10656.6923 | 57 | 11 | Winter
2018-02-26 12:00 | 1321.9631 | 259.5806 | 228.9961 | 1496.6014 | 1239.7193 | 0 | 185.3114 | 723.505 | 462.2699 | 930.2434 | 2689.9765 | 0 | 2.9418 | 0.0062485 | 0 | 1.0942 | 0 | 0 | 906.44 | 0 | 0 | 0 | 10448.6489 | 57 | 12 | Winter
2018-02-26 13:00 | 1193.4722 | 246.4427 | 219.2527 | 1401.9193 | 1249.721 | 0 | 161.4151 | 749.9834 | 458.6284 | 921.5693 | 2668.6977 | 0 | 3.0155 | 0.0062568 | 0 | 1.1216 | 0 | 0 | 905.3225 | 0 | 0 | 0 | 10180.5678 | 57 | 13 | Winter
2018-02-26 14:00 | 1067.4065 | 239.9162 | 211.1764 | 1254.4187 | 1205.9707 | 0 | 148.781 | 753.0805 | 444.9337 | 879.9801 | 2591.0355 | 0 | 3.1335 | 0.0063573 | 0 | 1.1655 | 0 | 0 | 908.9093 | 0 | 0 | 0 | 9709.9141 | 57 | 14 | Winter
2018-02-26 15:00 | 1028.9114 | 245.3798 | 213.6314 | 1240.0347 | 1188.7678 | 0 | 143.9759 | 716.6659 | 418.6017 | 832.478 | 2458.7766 | 0 | 3.2962 | 0.0062071 | 0 | 1.226 | 0 | 0 | 891.668 | 0 | 0 | 0 | 9383.4197 | 57 | 15 | Winter
2018-02-26 16:00 | 1050.8956 | 250.0485 | 239.2589 | 1337.263 | 1245.7392 | 0 | 152.3418 | 664.5835 | 385.4904 | 798.456 | 2330.8758 | 0 | 3.8114 | 0.0063599 | 0 | 1.4177 | 0 | 0 | 910.4724 | 0 | 0 | 0 | 9370.6604 | 57 | 16 | Winter
2018-02-26 17:00 | 1096.7992 | 250.2747 | 304.7562 | 1583.1967 | 1352.3119 | 0 | 158.9089 | 604.4475 | 352.9692 | 631.6027 | 2232.0612 | 0 | 3.5918 | 0.006518 | 0 | 1.336 | 0 | 0 | 918.7382 | 0 | 0 | 0 | 9491.0007 | 57 | 17 | Winter
2018-02-26 18:00 | 1153.292 | 249.8488 | 437.7164 | 1816.7222 | 1497.4121 | 0 | 161.7212 | 533.373 | 352.0032 | 604.8294 | 2151.2535 | 0 | 4.3355 | 0.0066448 | 0 | 1.6126 | 0 | 0 | 941.5224 | 0 | 0 | 0 | 9905.6489 | 57 | 18 | Winter
2018-02-26 19:00 | 1226.1581 | 253.2328 | 621.5998 | 1902.4146 | 1551.7715 | 0 | 180.2243 | 486.5503 | 456.6614 | 583.7027 | 1943.2761 | 0 | 4.4106 | 0.0080903 | 0 | 1.6405 | 0 | 0 | 974.5745 | 0 | 0 | 0 | 10186.2253 | 57 | 19 | Winter
2018-02-26 20:00 | 1282.5224 | 262.4393 | 772.1942 | 1837.1106 | 1519.518 | 0 | 187.4248 | 431.6656 | 434.0916 | 545.0044 | 1848.5402 | 0 | 3.6769 | 0.0080188 | 0 | 1.3677 | 0 | 0 | 975.5023 | 0 | 0 | 0 | 10101.066 | 57 | 20 | Winter
2018-02-26 21:00 | 1343.4121 | 272.5901 | 789.9849 | 1723.1078 | 1459.8192 | 0 | 183.6011 | 382.1544 | 416.442 | 444.911 | 1750.6478 | 0 | 3.0996 | 0.0078196 | 0 | 1.1529 | 0 | 0 | 989.3033 | 0 | 0 | 0 | 9760.2341 | 57 | 21 | Winter
2018-02-26 22:00 | 1420.5626 | 282.5528 | 621.6905 | 1641.8223 | 1363.6538 | 0 | 126.891 | 343.6916 | 384.8451 | 355.5285 | 1662.745 | 0 | 2.3753 | 0.0083034 | 0 | 0.88351 | 0 | 0 | 1009.6981 | 0 | 0 | 0 | 9216.9485 | 57 | 22 | Winter
2018-02-26 23:00 | 1530.7734 | 292.0794 | 368.0884 | 1318.558 | 1123.522 | 0 | 129.7361 | 324.1793 | 331.3103 | 291.3372 | 1607.0386 | 0 | 1.5634 | 0.007391 | 0 | 0.58152 | 0 | 0 | 1045.7056 | 0 | 0 | 0 | 8364.4806 | 57 | 23 | Winter
2018-02-27 | 1655.8026 | 311.1772 | 142.1881 | 979.3093 | 970.5708 | 0 | 138.792 | 313.3473 | 297.0712 | 251.4955 | 1570.8671 | 0 | 0.30574 | 0.0052067 | 0 | 0.11372 | 0 | 0 | 1360.448 | 0 | 0 | 0 | 7991.4938 | 58 | 0 | Winter
2018-02-27 01:00 | 1759.9357 | 322.5988 | 91.9805 | 664.6573 | 908.5989 | 0 | 147.1712 | 284.2357 | 279.5264 | 208.5296 | 1505.9626 | 0 | 0.19424 | 0.0052187 | 0 | 0.072248 | 0 | 0 | 1356.2542 | 0 | 0 | 0 | 7529.7228 | 58 | 1 | Winter
2018-02-27 02:00 | 1832.2291 | 331.7606 | 85.0216 | 485.7317 | 879.7876 | 0 | 136.4024 | 271.6103 | 269.2645 | 181.9587 | 1478.6466 | 0 | 0.090157 | 0.0051824 | 0 | 0.033535 | 0 | 0 | 1366.153 | 0 | 0 | 0 | 7318.6949 | 58 | 2 | Winter
2018-02-27 03:00 | 1965.0869 | 342.5681 | 83.4714 | 417.0147 | 867.5804 | 0 | 148.1324 | 276.824 | 266.4335 | 171.5557 | 1445.5446 | 0 | 0.11725 | 0.0052158 | 0 | 0.043614 | 0 | 0 | 1361.4423 | 0 | 0 | 0 | 7345.8201 | 58 | 3 | Winter
2018-02-27 04:00 | 2081.2301 | 353.9661 | 83.4714 | 433.0961 | 866.8268 | 0 | 173.132 | 293.1107 | 267.755 | 176.8897 | 1409.419 | 0 | 0.064177 | 0.0053961 | 0 | 0.023871 | 0 | 0 | 1401.2911 | 0 | 0 | 0 | 7540.2815 | 58 | 4 | Winter
2018-02-27 05:00 | 2235.747 | 370.8372 | 83.8667 | 567.1244 | 892.7556 | 0 | 203.6039 | 319.1977 | 278.5289 | 208.9037 | 1411.5797 | 0 | 0.27308 | 0.0055976 | 0 | 0.10158 | 0 | 0 | 1523.4761 | 0 | 0 | 0 | 8096.0012 | 58 | 5 | Winter
2018-02-27 06:00 | 2347.7331 | 383.1451 | 95.4917 | 933.5984 | 939.7767 | 0 | 273.0008 | 382.2134 | 308.6883 | 267.5664 | 1471.0486 | 0 | 0.70057 | 0.0055102 | 0 | 0.26059 | 0 | 0 | 1513.0719 | 0 | 0 | 0 | 8916.301 | 58 | 6 | Winter
2018-02-27 07:00 | 2438.5149 | 394.2163 | 192.6493 | 1332.5351 | 1052.6227 | 0 | 448.5323 | 475.8043 | 305.4812 | 352.4695 | 1780.761 | 0 | 1.2985 | 0.0052688 | 0 | 0.48298 | 0 | 0 | 1581.8266 | 0 | 0 | 0 | 10357.2001 | 58 | 7 | Winter
2018-02-27 08:00 | 2382.9439 | 390.3991 | 262.6821 | 1474.3162 | 1169.1902 | 0 | 415.0779 | 546.5132 | 281.9675 | 482.3425 | 2019.6483 | 0 | 1.4319 | 0.0052446 | 0 | 0.53262 | 0 | 0 | 1675.6714 | 0 | 0 | 0 | 11102.7222 | 58 | 8 | Winter
2018-02-27 09:00 | 2196.0405 | 370.9738 | 267.1079 | 1462.7243 | 1216.38 | 0 | 362.9785 | 591.8602 | 373.1925 | 735.5917 | 2262.3134 | 0 | 1.3236 | 0.0052359 | 0 | 0.49232 | 0 | 0 | 1733.2424 | 0 | 0 | 0 | 11574.2262 | 58 | 9 | Winter
2018-02-27 10:00 | 1997.0286 | 346.8444 | 263.7344 | 1544.294 | 1245.0098 | 0 | 315.2376 | 637.7557 | 427.9549 | 847.3005 | 2474.8876 | 0 | 1.4896 | 0.005355 | 0 | 0.55405 | 0 | 0 | 1714.4495 | 0 | 0 | 0 | 11816.546 | 58 | 10 | Winter
2018-02-27 11:00 | 1851.9346 | 333.2808 | 248.6566 | 1579.489 | 1242.0681 | 0 | 285.0677 | 673.0573 | 455.032 | 909.4336 | 2638.8292 | 0 | 1.8132 | 0.0047042 | 0 | 0.67442 | 0 | 0 | 1718.8816 | 0 | 0 | 0 | 11938.2227 | 58 | 11 | Winter
2018-02-27 12:00 | 1747.8626 | 322.9124 | 231.0115 | 1565.4859 | 1241.0166 | 0 | 257.9905 | 685.0892 | 462.2699 | 928.165 | 2689.9765 | 0 | 2.0737 | 0.0047601 | 0 | 0.77135 | 0 | 0 | 1732.8678 | 0 | 0 | 0 | 11867.4978 | 58 | 12 | Winter
2018-02-27 13:00 | 1653.407 | 311.5186 | 222.1472 | 1461.9788 | 1252.3654 | 0 | 235.6575 | 682.2268 | 458.6284 | 918.8068 | 2668.6977 | 0 | 2.0932 | 0.004745 | 0 | 0.77859 | 0 | 0 | 1727.458 | 0 | 0 | 0 | 11595.7687 | 58 | 13 | Winter
2018-02-27 14:00 | 1535.3389 | 293.7824 | 213.8428 | 1340.3993 | 1210.6508 | 0 | 223.1592 | 668.667 | 444.9337 | 877.6844 | 2591.0355 | 0 | 2.3634 | 0.0053752 | 0 | 0.87907 | 0 | 0 | 1709.6448 | 0 | 0 | 0 | 11112.3867 | 58 | 14 | Winter
2018-02-27 15:00 | 1488.4519 | 284.5212 | 214.0249 | 1257.377 | 1191.0185 | 0 | 214.0113 | 637.0343 | 418.6017 | 830.1635 | 2458.7766 | 0 | 3.2302 | 0.0053518 | 0 | 1.2015 | 0 | 0 | 1683.3793 | 0 | 0 | 0 | 10681.7971 | 58 | 15 | Winter
2018-02-27 16:00 | 1458.9251 | 279.3649 | 240.0789 | 1362.9068 | 1247.3908 | 0 | 213.5605 | 605.863 | 385.4904 | 795.6636 | 2330.8758 | 0 | 4.3302 | 0.0054862 | 0 | 1.6107 | 0 | 0 | 1655.1566 | 0 | 0 | 0 | 10581.2229 | 58 | 16 | Winter
2018-02-27 17:00 | 1476.5645 | 279.8798 | 305.7683 | 1604.7656 | 1353.463 | 0 | 218.2105 | 566.0189 | 352.9692 | 630.466 | 2232.0612 | 0 | 5.3439 | 0.0057881 | 0 | 1.9877 | 0 | 0 | 1634.5544 | 0 | 0 | 0 | 10662.0588 | 58 | 17 | Winter
2018-02-27 18:00 | 1543.1536 | 287.1861 | 435.8067 | 1803.6062 | 1495.6408 | 0 | 225.5399 | 511.8256 | 344.3352 | 602.0521 | 2151.2535 | 0 | 4.2741 | 0.0058792 | 0 | 1.5898 | 0 | 0 | 1687.4708 | 0 | 0 | 0 | 11093.7404 | 58 | 18 | Winter
2018-02-27 19:00 | 1640.4479 | 300.2424 | 623.171 | 1901.7872 | 1552.5804 | 0 | 243.3701 | 473.5538 | 456.6614 | 584.2534 | 1943.2761 | 0 | 2.3367 | 0.0058515 | 0 | 0.86916 | 0 | 0 | 1706.8934 | 0 | 0 | 0 | 11429.4487 | 58 | 19 | Winter
2018-02-27 20:00 | 1719.8379 | 309.8233 | 771.8923 | 1826.632 | 1520.2944 | 0 | 246.6009 | 426.6036 | 434.0916 | 544.3132 | 1848.5402 | 0 | 1.7967 | 0.0058796 | 0 | 0.66831 | 0 | 0 | 1692.2569 | 0 | 0 | 0 | 11343.3572 | 58 | 20 | Winter
2018-02-27 21:00 | 1823.4915 | 321.1832 | 794.8777 | 1761.8351 | 1464.613 | 0 | 240.7878 | 381.9606 | 416.442 | 443.8162 | 1750.6478 | 0 | 1.3669 | 0.0057534 | 0 | 0.50844 | 0 | 0 | 1676.3445 | 0 | 0 | 0 | 11077.8807 | 58 | 21 | Winter
2018-02-27 22:00 | 1970.7569 | 338.0219 | 627.7721 | 1686.3737 | 1366.1928 | 0 | 154.6263 | 345.0616 | 384.8451 | 352.7703 | 1662.745 | 0 | 0.88722 | 0.0055736 | 0 | 0.33001 | 0 | 0 | 1614.3039 | 0 | 0 | 0 | 10504.6924 | 58 | 22 | Winter
2018-02-27 23:00 | 2103.6523 | 351.6259 | 371.4669 | 1370.8969 | 1124.4145 | 0 | 162.8197 | 328.0994 | 331.3103 | 292.3405 | 1607.0386 | 0 | 0.62382 | 0.0054861 | 0 | 0.23204 | 0 | 0 | 1557.7549 | 0 | 0 | 0 | 9602.2813 | 58 | 23 | Winter
2018-02-28 | 2226.4344 | 361.5334 | 143.3411 | 946.9969 | 970.687 | 0 | 177.3495 | 317.5484 | 297.0712 | 251.0319 | 1570.8671 | 0 | 0.3441 | 0.0061164 | 0 | 0.12799 | 0 | 0 | 1530.9425 | 0 | 0 | 0 | 8794.2817 | 59 | 0 | Spring
2018-02-28 01:00 | 2332.0811 | 371.0262 | 92.0621 | 649.501 | 908.5678 | 0 | 187.4651 | 287.8588 | 280.3765 | 208.2317 | 1505.1196 | 0 | 0.21729 | 0.0061086 | 0 | 0.080822 | 0 | 0 | 1515.9758 | 0 | 0 | 0 | 8338.5697 | 59 | 1 | Spring
2018-02-28 02:00 | 2413.6324 | 378.4699 | 85.0272 | 494.7905 | 879.595 | 0 | 177.2072 | 277.2867 | 269.5294 | 181.4518 | 1478.1875 | 0 | 0.10115 | 0.0061922 | 0 | 0.037623 | 0 | 0 | 1532.6115 | 0 | 0 | 0 | 8167.934 | 59 | 2 | Spring
2018-02-28 03:00 | 2585.1462 | 391.0352 | 83.4714 | 421.9701 | 867.3633 | 0 | 195.6554 | 283.5072 | 266.5707 | 171.696 | 1447.029 | 0 | 0.13046 | 0.0061825 | 0 | 0.048527 | 0 | 0 | 1512.9976 | 0 | 0 | 0 | 8226.6273 | 59 | 3 | Spring
2018-02-28 04:00 | 2690.7493 | 400.3192 | 83.4714 | 438.1771 | 866.7546 | 0 | 219.055 | 298.1143 | 267.699 | 176.0808 | 1412.9785 | 0 | 0.071386 | 0.0057325 | 0 | 0.026553 | 0 | 0 | 1549.2928 | 0 | 0 | 0 | 8402.7956 | 59 | 4 | Spring
2018-02-28 05:00 | 2845.2034 | 414.8213 | 83.8777 | 578.0217 | 893.4462 | 0 | 252.504 | 324.0432 | 278.346 | 209.2087 | 1415.3208 | 0 | 0.29693 | 0.0058513 | 0 | 0.11044 | 0 | 0 | 1657.7499 | 0 | 0 | 0 | 8952.9562 | 59 | 5 | Spring
2018-02-28 06:00 | 2972.9905 | 426.0618 | 95.5187 | 921.7317 | 940.5714 | 0 | 336.4093 | 387.4721 | 308.3191 | 266.7385 | 1476.3328 | 0 | 0.76372 | 0.005778 | 0 | 0.28407 | 0 | 0 | 1646.0565 | 0 | 0 | 0 | 9779.2561 | 59 | 6 | Spring
2018-02-28 07:00 | 3050.4937 | 431.4049 | 192.06 | 1349.9053 | 1053.248 | 0 | 562.2468 | 477.8148 | 303.6251 | 351.9666 | 1786.7213 | 0 | 1.3965 | 0.005504 | 0 | 0.51944 | 0 | 0 | 1699.1818 | 0 | 0 | 0 | 11260.5897 | 59 | 7 | Spring
2018-02-28 08:00 | 2977.5085 | 427.3284 | 263.026 | 1482.9347 | 1170.3088 | 0 | 521.5925 | 546.0821 | 279.4269 | 481.8315 | 2024.559 | 0 | 1.5401 | 0.0054678 | 0 | 0.57284 | 0 | 0 | 1800.5069 | 0 | 0 | 0 | 11977.2238 | 59 | 8 | Spring
2018-02-28 09:00 | 2801.704 | 413.4859 | 269.0037 | 1495.9916 | 1215.7125 | 0 | 471.7884 | 588.8699 | 369.9993 | 733.6028 | 2265.9667 | 0 | 1.4319 | 0.0053957 | 0 | 0.53262 | 0 | 0 | 1873.4622 | 0 | 0 | 0 | 12501.557 | 59 | 9 | Spring
2018-02-28 10:00 | 2609.7712 | 397.2811 | 263.8299 | 1528.8338 | 1244.4592 | 0 | 421.3981 | 626.7495 | 426.9046 | 846.1116 | 2476.1416 | 0 | 1.607 | 0.0054595 | 0 | 0.59773 | 0 | 0 | 1848.9075 | 0 | 0 | 0 | 12692.5983 | 59 | 10 | Spring
2018-02-28 11:00 | 2391.1743 | 374.5577 | 251.8188 | 1616.586 | 1245.5567 | 0 | 371.0638 | 654.2483 | 454.7857 | 907.3376 | 2638.4569 | 0 | 1.9395 | 0.0054481 | 0 | 0.72143 | 0 | 0 | 1837.8101 | 0 | 0 | 0 | 12746.0623 | 59 | 11 | Spring
2018-02-28 12:00 | 2218.6428 | 351.661 | 231.5552 | 1557.0851 | 1245.303 | 0 | 319.887 | 664.4275 | 462.2038 | 926.8204 | 2687.2316 | 0 | 2.1883 | 0.0053305 | 0 | 0.81396 | 0 | 0 | 1827.7661 | 0 | 0 | 0 | 12495.5911 | 59 | 12 | Spring
2018-02-28 13:00 | 2092.1869 | 337.5019 | 220.7045 | 1436.8782 | 1253.2849 | 0 | 281.9583 | 663.1598 | 458.607 | 918.9423 | 2665.233 | 0 | 2.2129 | 0.0053156 | 0 | 0.82312 | 0 | 0 | 1825.9161 | 0 | 0 | 0 | 12157.4144 | 59 | 13 | Spring
2018-02-28 14:00 | 1920.4013 | 319.6719 | 212.9578 | 1323.3282 | 1210.7161 | 0 | 259.5134 | 656.7719 | 444.7941 | 874.8975 | 2587.6906 | 0 | 2.5225 | 0.0053196 | 0 | 0.93827 | 0 | 0 | 1823.8204 | 0 | 0 | 0 | 11638.0293 | 59 | 14 | Spring
2018-02-28 15:00 | 1782.6747 | 306.7251 | 216.7137 | 1300.9217 | 1193.8053 | 0 | 234.4145 | 639.0766 | 418.3252 | 830.055 | 2454.409 | 0 | 3.4679 | 0.0053558 | 0 | 1.2899 | 0 | 0 | 1806.2101 | 0 | 0 | 0 | 11188.0942 | 59 | 15 | Spring
2018-02-28 16:00 | 1685.1841 | 299.5526 | 241.7182 | 1352.9691 | 1249.7795 | 0 | 220.8876 | 614.7665 | 385.0426 | 795.3191 | 2323.7506 | 0 | 4.6628 | 0.0055504 | 0 | 1.7344 | 0 | 0 | 1781.3911 | 0 | 0 | 0 | 10956.7638 | 59 | 16 | Spring
2018-02-28 17:00 | 1693.4835 | 299.5888 | 305.8768 | 1582.3571 | 1354.1063 | 0 | 225.8111 | 576.5374 | 352.7135 | 630.4752 | 2226.2753 | 0 | 5.668 | 0.005724 | 0 | 2.1083 | 0 | 0 | 1732.6067 | 0 | 0 | 0 | 10987.6136 | 59 | 17 | Spring
2018-02-28 18:00 | 1721.3969 | 300.0564 | 436.9845 | 1765.5742 | 1496.9233 | 0 | 234.611 | 521.2782 | 342.6185 | 600.4856 | 2145.2711 | 0 | 4.366 | 0.0058031 | 0 | 1.624 | 0 | 0 | 1722.8338 | 0 | 0 | 0 | 11294.0292 | 59 | 18 | Spring
2018-02-28 19:00 | 1784.9696 | 305.6009 | 620.6162 | 1859.9767 | 1553.7478 | 0 | 249.1796 | 480.4092 | 456.3981 | 583.6946 | 1939.6489 | 0 | 2.3605 | 0.0057323 | 0 | 0.87801 | 0 | 0 | 1722.9196 | 0 | 0 | 0 | 11560.4054 | 59 | 19 | Spring
2018-02-28 20:00 | 1836.949 | 309.9647 | 770.3063 | 1826.6746 | 1518.7903 | 0 | 253.5849 | 432.4855 | 433.8378 | 543.6147 | 1847.6458 | 0 | 1.7872 | 0.0056416 | 0 | 0.66475 | 0 | 0 | 1681.9603 | 0 | 0 | 0 | 11458.2716 | 59 | 20 | Spring
2018-02-28 21:00 | 1898.5739 | 315.2294 | 789.0479 | 1778.1853 | 1461.1082 | 0 | 244.2884 | 387.1052 | 416.9044 | 443.4477 | 1751.3338 | 0 | 1.3465 | 0.0055188 | 0 | 0.50083 | 0 | 0 | 1650.4214 | 0 | 0 | 0 | 11137.4985 | 59 | 21 | Spring
2018-02-28 22:00 | 1937.1804 | 319.9431 | 621.6659 | 1658.1821 | 1363.6123 | 0 | 143.1727 | 347.745 | 387.4343 | 352.8965 | 1664.7943 | 0 | 0.86831 | 0.0053528 | 0 | 0.32298 | 0 | 0 | 1579.3809 | 0 | 0 | 0 | 10377.2041 | 59 | 22 | Spring
2018-02-28 23:00 | 1954.5664 | 323.0984 | 368.6032 | 1379.1404 | 1122.6163 | 0 | 140.8756 | 330.934 | 334.9043 | 291.7925 | 1608.5029 | 0 | 0.60662 | 0.0059095 | 0 | 0.22564 | 0 | 0 | 1514.9542 | 0 | 0 | 0 | 9370.8265 | 59 | 23 | Spring
2018-03-01 | 1962.4066 | 323.2367 | 143.6634 | 972.8613 | 972.7835 | 0 | 140.1098 | 319.3708 | 299.0758 | 251.517 | 1571.4723 | 0 | 0.3234 | 0.0057231 | 0 | 0.12029 | 0 | 0 | 1440.186 | 0 | 0 | 0 | 8397.1326 | 60 | 0 | Winter
2018-03-01 01:00 | 1952.4289 | 321.4819 | 86.3993 | 750.9359 | 881.8077 | 0 | 138.0888 | 287.4808 | 279.9786 | 208.1409 | 1499.6921 | 0 | 0.20302 | 0.0056352 | 0 | 0.075515 | 0 | 0 | 1419.7756 | 0 | 0 | 0 | 7826.4947 | 60 | 1 | Winter
2018-03-01 02:00 | 1934.1848 | 318.0633 | 79.3619 | 578.6304 | 866.4034 | 0 | 121.057 | 275.9294 | 269.4236 | 181.1834 | 1473.7262 | 0 | 0.094431 | 0.0057087 | 0 | 0.035125 | 0 | 0 | 1429.6864 | 0 | 0 | 0 | 7527.7851 | 60 | 2 | Winter
2018-03-01 03:00 | 1990.3956 | 319.0568 | 77.7954 | 498.7841 | 859.3862 | 0 | 123.5111 | 280.1105 | 266.5045 | 172.7801 | 1441.5905 | 0 | 0.122 | 0.0056592 | 0 | 0.04538 | 0 | 0 | 1413.4714 | 0 | 0 | 0 | 7443.5592 | 60 | 3 | Winter
2018-03-01 04:00 | 2018.8051 | 321.0867 | 77.7954 | 513.4224 | 860.1878 | 0 | 133.8273 | 294.7978 | 267.7548 | 175.8495 | 1406.1367 | 0 | 0.066456 | 0.005915 | 0 | 0.024719 | 0 | 0 | 1449.0897 | 0 | 0 | 0 | 7518.8503 | 60 | 4 | Winter
2018-03-01 05:00 | 2103.9253 | 326.7166 | 78.1415 | 640.1789 | 878.4163 | 0 | 154.7974 | 320 | 278.5034 | 208.0143 | 1407.606 | 0 | 0.2828 | 0.0061957 | 0 | 0.10519 | 0 | 0 | 1579.0015 | 0 | 0 | 0 | 7975.6956 | 60 | 5 | Winter
2018-03-01 06:00 | 2194.0382 | 338.8405 | 90.5754 | 976.8283 | 904.8594 | 0 | 217.451 | 384.5136 | 308.7658 | 266.589 | 1468.3202 | 0 | 0.73481 | 0.0055203 | 0 | 0.27332 | 0 | 0 | 1582.9348 | 0 | 0 | 0 | 8734.7297 | 60 | 6 | Winter
2018-03-01 07:00 | 2223.1542 | 343.3951 | 183.2241 | 1396.2604 | 961.2576 | 0 | 390.7178 | 475.4203 | 303.7218 | 353.074 | 1779.6201 | 0 | 1.35 | 0.0053544 | 0 | 0.50216 | 0 | 0 | 1641.3914 | 0 | 0 | 0 | 10053.0944 | 60 | 7 | Winter
2018-03-01 08:00 | 2102.6185 | 330.5009 | 249.7909 | 1527.3687 | 1032.588 | 0 | 340.422 | 545.6236 | 282.4932 | 482.199 | 2017.8965 | 0 | 1.4802 | 0.0052928 | 0 | 0.55056 | 0 | 0 | 1729.2042 | 0 | 0 | 0 | 10642.7414 | 60 | 8 | Winter
2018-03-01 09:00 | 1939.441 | 309.188 | 254.2418 | 1517.9408 | 1075.7276 | 0 | 295.6026 | 593.8011 | 373.2298 | 734.4556 | 2257.9883 | 0 | 1.3868 | 0.0053419 | 0 | 0.51582 | 0 | 0 | 1814.0808 | 0 | 0 | 0 | 11167.6053 | 60 | 9 | Winter
2018-03-01 10:00 | 1792.4284 | 289.0967 | 247.9682 | 1584.3598 | 1100.6393 | 0 | 258.6951 | 635.829 | 427.9351 | 846.2371 | 2464.3516 | 0 | 1.5569 | 0.0053779 | 0 | 0.5791 | 0 | 0 | 1790.7786 | 0 | 0 | 0 | 11440.4603 | 60 | 10 | Winter
2018-03-01 11:00 | 1669.1301 | 273.5381 | 233.3595 | 1652.0527 | 1100.4236 | 0 | 227.253 | 669.6843 | 454.9391 | 908.7125 | 2619.0307 | 0 | 1.8889 | 0.0054036 | 0 | 0.7026 | 0 | 0 | 1789.7162 | 0 | 0 | 0 | 11600.4369 | 60 | 11 | Winter
2018-03-01 12:00 | 1574.4717 | 261.1178 | 216.359 | 1603.5867 | 1102.5883 | 0 | 198.258 | 685.0192 | 462.2158 | 926.4024 | 2659.1363 | 0 | 2.1737 | 0.0054669 | 0 | 0.80853 | 0 | 0 | 1815.3753 | 0 | 0 | 0 | 11507.5183 | 60 | 12 | Winter
2018-03-01 13:00 | 1487.4099 | 248.712 | 208.6101 | 1510.9657 | 1110.0465 | 0 | 174.1613 | 692.2514 | 458.611 | 918.8199 | 2631.5079 | 0 | 2.2099 | 0.0054674 | 0 | 0.82198 | 0 | 0 | 1822.9756 | 0 | 0 | 0 | 11267.1087 | 60 | 13 | Winter
2018-03-01 14:00 | 1356.1218 | 235.1667 | 202.5366 | 1398.0503 | 1078.2959 | 0 | 161.6603 | 692.5836 | 444.7978 | 876.8271 | 2553.0501 | 0 | 2.5168 | 0.0054873 | 0 | 0.93616 | 0 | 0 | 1819.6119 | 0 | 0 | 0 | 10822.1604 | 60 | 14 | Winter
2018-03-01 15:00 | 1260.1436 | 227.0222 | 204.5693 | 1355.4731 | 1064.7866 | 0 | 150.105 | 676.2487 | 418.3259 | 828.2008 | 2424.9496 | 0 | 3.4393 | 0.0055805 | 0 | 1.2793 | 0 | 0 | 1791.2237 | 0 | 0 | 0 | 10405.7727 | 60 | 15 | Winter
2018-03-01 16:00 | 1186.0585 | 223.3486 | 227.2336 | 1407.4205 | 1108.7312 | 0 | 141.3878 | 649.8895 | 385.0428 | 798.1552 | 2305.3861 | 0 | 4.5578 | 0.0056149 | 0 | 1.6953 | 0 | 0 | 1740.8836 | 0 | 0 | 0 | 10179.7963 | 60 | 16 | Winter
2018-03-01 17:00 | 1164.7342 | 219.9827 | 275.622 | 1679.8988 | 1188.1646 | 0 | 143.8996 | 605.4223 | 352.7128 | 628.4546 | 2218.8984 | 0 | 5.5631 | 0.0058691 | 0 | 2.0693 | 0 | 0 | 1700.3773 | 0 | 0 | 0 | 10185.8056 | 60 | 17 | Winter
2018-03-01 18:00 | 1150.4247 | 214.0543 | 378.0923 | 1909.1 | 1286.9385 | 0 | 144.428 | 538.4357 | 342.6194 | 603.4951 | 2147.8031 | 0 | 4.362 | 0.0059422 | 0 | 1.6225 | 0 | 0 | 1721.0348 | 0 | 0 | 0 | 10442.4164 | 60 | 18 | Winter
2018-03-01 19:00 | 1207.8848 | 219.1984 | 528.6559 | 1994.0647 | 1308.2362 | 0 | 155.8748 | 489.6729 | 456.397 | 582.6206 | 1949.5547 | 0 | 2.3761 | 0.0057904 | 0 | 0.88379 | 0 | 0 | 1734.1034 | 0 | 0 | 0 | 10629.529 | 60 | 19 | Winter
2018-03-01 20:00 | 1237.3147 | 222.6536 | 687.3264 | 1876.8358 | 1270.8815 | 0 | 155.3062 | 432.9902 | 433.8179 | 544.8818 | 1862.2369 | 0 | 1.8334 | 0.0058055 | 0 | 0.68194 | 0 | 0 | 1724.9843 | 0 | 0 | 0 | 10451.7503 | 60 | 20 | Winter
2018-03-01 21:00 | 1292.5262 | 233.0623 | 772.0581 | 1765.9208 | 1219.6715 | 0 | 151.7468 | 380.3116 | 416.262 | 443.2737 | 1767.361 | 0 | 1.3982 | 0.0056958 | 0 | 0.52006 | 0 | 0 | 1713.9354 | 0 | 0 | 0 | 10158.0533 | 60 | 21 | Winter
2018-03-01 22:00 | 1359.2095 | 243.3164 | 655.3493 | 1773.4558 | 1152.8141 | 0 | 86.154 | 340.3624 | 384.679 | 353.6636 | 1678.2702 | 0 | 0.91169 | 0.0055218 | 0 | 0.33911 | 0 | 0 | 1658.2357 | 0 | 0 | 0 | 9686.7665 | 60 | 22 | Winter
2018-03-01 23:00 | 1439.3269 | 251.9348 | 321.8372 | 1457.8997 | 994.562 | 0 | 91.0865 | 320.8277 | 331.3634 | 292.5102 | 1615.7561 | 0 | 0.64704 | 0.006061 | 0 | 0.24067 | 0 | 0 | 1615.4478 | 0 | 0 | 0 | 8733.4461 | 60 | 23 | Winter
2018-03-02 | 1536.3514 | 261.392 | 135.6612 | 1086.0078 | 911.2602 | 0 | 102.0707 | 311.5025 | 297.3906 | 251.9037 | 1570.2167 | 0 | 0.41113 | 0.0060765 | 0 | 0.15293 | 0 | 0 | 1567.4149 | 0 | 0 | 0 | 8031.7419 | 61 | 0 | Winter
2018-03-02 01:00 | 1634.4393 | 276.3493 | 86.5304 | 718.0065 | 882.0393 | 0 | 111.7378 | 280.553 | 279.5245 | 208.7476 | 1506.1533 | 0 | 0.26502 | 0.0060823 | 0 | 0.098576 | 0 | 0 | 1581.4913 | 0 | 0 | 0 | 7565.9419 | 61 | 1 | Winter
2018-03-02 02:00 | 1702.7265 | 286.2792 | 79.426 | 554.7697 | 866.5676 | 0 | 104.54 | 267.2486 | 269.2631 | 181.8298 | 1478.7407 | 0 | 0.12287 | 0.007274 | 0 | 0.045704 | 0 | 0 | 1587.2318 | 0 | 0 | 0 | 7378.7986 | 61 | 2 | Winter
2018-03-02 03:00 | 1846.461 | 298.8868 | 77.7954 | 497.878 | 859.4 | 0 | 117.2575 | 274.0323 | 266.4351 | 172.7921 | 1445.3137 | 0 | 0.1596 | 0.0073748 | 0 | 0.059365 | 0 | 0 | 1580.6068 | 0 | 0 | 0 | 7437.0849 | 61 | 3 | Winter
2018-03-02 04:00 | 1972.5733 | 317.1944 | 77.7954 | 501.7761 | 860.2224 | 0 | 135.9258 | 290.7846 | 267.7569 | 175.4074 | 1409.2703 | 0 | 0.086535 | 0.0062308 | 0 | 0.032188 | 0 | 0 | 1606.6229 | 0 | 0 | 0 | 7615.4545 | 61 | 4 | Winter
2018-03-02 05:00 | 2121.5613 | 335.085 | 78.1384 | 628.6038 | 878.4577 | 0 | 163.4754 | 315.0294 | 278.5651 | 209.5057 | 1411.641 | 0 | 0.36044 | 0.0064069 | 0 | 0.13407 | 0 | 0 | 1718.6098 | 0 | 0 | 0 | 8139.1734 | 61 | 5 | Winter
2018-03-02 06:00 | 2251.8081 | 349.8155 | 91.3071 | 965.1728 | 905.1172 | 0 | 228.233 | 379.6193 | 308.9087 | 265.6013 | 1471.3644 | 0 | 0.938 | 0.0056445 | 0 | 0.3489 | 0 | 0 | 1724.909 | 0 | 0 | 0 | 8943.149 | 61 | 6 | Winter
2018-03-02 07:00 | 2339.5118 | 358.4061 | 185.4907 | 1406.5931 | 962.1664 | 0 | 418.5142 | 473.2336 | 303.3007 | 351.8411 | 1781.3974 | 0 | 1.6888 | 0.0053994 | 0 | 0.62816 | 0 | 0 | 1750.962 | 0 | 0 | 0 | 10333.7394 | 61 | 7 | Winter
2018-03-02 08:00 | 2282.0547 | 350.7116 | 254.9208 | 1540.7466 | 1034.7803 | 0 | 380.0202 | 545.5562 | 282.7219 | 481.5059 | 2020.5106 | 0 | 1.797 | 0.0053366 | 0 | 0.66843 | 0 | 0 | 1789.8544 | 0 | 0 | 0 | 10965.854 | 61 | 8 | Winter
2018-03-02 09:00 | 2133.1759 | 330.7539 | 256.2646 | 1522.0537 | 1077.0681 | 0 | 332.668 | 596.3014 | 373.5291 | 732.8072 | 2263.4399 | 0 | 1.6443 | 0.0052658 | 0 | 0.6116 | 0 | 0 | 1833.5421 | 0 | 0 | 0 | 11453.8652 | 61 | 9 | Winter
2018-03-02 10:00 | 1986.4535 | 314.2608 | 249.6928 | 1522.6484 | 1100.5851 | 0 | 294.8351 | 642.9792 | 428.1539 | 847.8549 | 2475.5218 | 0 | 1.8185 | 0.0052574 | 0 | 0.67639 | 0 | 0 | 1783.4754 | 0 | 0 | 0 | 11648.9609 | 61 | 10 | Winter
2018-03-02 11:00 | 1856.8814 | 302.4934 | 234.5238 | 1636.6843 | 1100.4153 | 0 | 266.2276 | 679.5737 | 455.0525 | 906.4423 | 2639.1871 | 0 | 2.1927 | 0.0052883 | 0 | 0.8156 | 0 | 0 | 1771.9781 | 0 | 0 | 0 | 11852.4732 | 61 | 11 | Winter
2018-03-02 12:00 | 1719.8309 | 283.4149 | 217.9222 | 1582.2355 | 1102.9491 | 0 | 230.6998 | 701.9559 | 462.2472 | 927.804 | 2690.1353 | 0 | 2.4825 | 0.0053142 | 0 | 0.9234 | 0 | 0 | 1767.8324 | 0 | 0 | 0 | 11690.4385 | 61 | 12 | Winter
2018-03-02 13:00 | 1588.1069 | 268.0064 | 209.5242 | 1484.0965 | 1110.2581 | 0 | 199.6377 | 709.6845 | 458.6161 | 916.3507 | 2668.8029 | 0 | 2.505 | 0.0053119 | 0 | 0.93175 | 0 | 0 | 1762.6484 | 0 | 0 | 0 | 11379.1744 | 61 | 13 | Winter
2018-03-02 14:00 | 1433.3908 | 253.2099 | 202.3559 | 1391.2165 | 1077.9907 | 0 | 186.2344 | 710.2762 | 444.7996 | 879.0134 | 2591.1365 | 0 | 2.8426 | 0.0053434 | 0 | 1.0573 | 0 | 0 | 1753.3953 | 0 | 0 | 0 | 10926.9242 | 61 | 14 | Winter
2018-03-02 15:00 | 1342.1513 | 241.1668 | 203.7738 | 1325.6869 | 1064.3922 | 0 | 177.3386 | 686.6146 | 418.3241 | 828.9754 | 2458.6795 | 0 | 3.8164 | 0.0053178 | 0 | 1.4195 | 0 | 0 | 1695.6812 | 0 | 0 | 0 | 10448.0256 | 61 | 15 | Winter
2018-03-02 16:00 | 1297.221 | 237.3561 | 224.4721 | 1378.7319 | 1105.4097 | 0 | 175.8692 | 655.8178 | 385.0424 | 799.0813 | 2330.3807 | 0 | 5.107 | 0.0054247 | 0 | 1.8996 | 0 | 0 | 1665.0263 | 0 | 0 | 0 | 10261.4205 | 61 | 16 | Winter
2018-03-02 17:00 | 1288.2174 | 224.7247 | 276.2355 | 1613.3989 | 1188.399 | 0 | 175.6994 | 613.7278 | 352.7127 | 628.9024 | 2231.4381 | 0 | 6.2745 | 0.0056549 | 0 | 2.3339 | 0 | 0 | 1637.9709 | 0 | 0 | 0 | 10240.0407 | 61 | 17 | Winter
2018-03-02 18:00 | 1319.0314 | 218.4842 | 378.628 | 1864.0037 | 1287.4349 | 0 | 178.3522 | 543.6151 | 342.3951 | 605.3171 | 2150.4236 | 0 | 4.9381 | 0.0057862 | 0 | 1.8368 | 0 | 0 | 1665.0153 | 0 | 0 | 0 | 10559.4813 | 61 | 18 | Winter
2018-03-02 19:00 | 1416.6695 | 234.4723 | 528.4058 | 1940.5885 | 1307.9745 | 0 | 195.1576 | 487.1192 | 456.4114 | 584.6339 | 1942.5304 | 0 | 2.6855 | 0.0057764 | 0 | 0.99891 | 0 | 0 | 1676.0532 | 0 | 0 | 0 | 10773.7065 | 61 | 19 | Winter
2018-03-02 20:00 | 1472.6499 | 231.4083 | 689.2278 | 1889.3813 | 1269.3478 | 0 | 194.4995 | 434.4604 | 433.8131 | 548.7973 | 1847.9887 | 0 | 2.0664 | 0.0057891 | 0 | 0.7686 | 0 | 0 | 1663.2076 | 0 | 0 | 0 | 10677.6226 | 61 | 20 | Winter
2018-03-02 21:00 | 1550.191 | 245.9871 | 773.5695 | 1830.6659 | 1218.6058 | 0 | 189.4879 | 382.3826 | 416.2357 | 444.7507 | 1750.3133 | 0 | 1.5559 | 0.0056046 | 0 | 0.57871 | 0 | 0 | 1632.0251 | 0 | 0 | 0 | 10436.3547 | 61 | 21 | Winter
2018-03-02 22:00 | 1647.9297 | 254.4169 | 655.726 | 1689.7654 | 1149.9744 | 0 | 117.88 | 339.7625 | 384.597 | 358.2091 | 1662.5902 | 0 | 0.99312 | 0.0054278 | 0 | 0.3694 | 0 | 0 | 1545.7565 | 0 | 0 | 0 | 9807.9756 | 61 | 22 | Winter
2018-03-02 23:00 | 1769.2435 | 263.3101 | 320.7608 | 1413.7226 | 992.4717 | 0 | 122.9986 | 319.177 | 331.1797 | 295.0475 | 1606.9977 | 0 | 0.70013 | 0.0054231 | 0 | 0.26042 | 0 | 0 | 1496.6155 | 0 | 0 | 0 | 8932.4908 | 61 | 23 | Winter
2018-03-03 | 1876.268 | 281.9297 | 136.8307 | 1046.2459 | 911.5983 | 0 | 135.9763 | 309.5799 | 297.0686 | 251.5464 | 1570.7655 | 0 | 0.37225 | 0.0053783 | 0 | 0.13846 | 0 | 0 | 1418.8619 | 0 | 0 | 0 | 8237.1873 | 62 | 0 | Summer
2018-03-03 01:00 | 1969.274 | 296.6216 | 86.91 | 698.5292 | 882.2394 | 0 | 161.4416 | 292.7738 | 262.7998 | 184.9953 | 1547.7876 | 0 | 0.23511 | 0.0053513 | 0 | 0.087452 | 0 | 0 | 1401.991 | 0 | 0 | 0 | 7785.6913 | 62 | 1 | Summer
2018-03-03 02:00 | 2055.385 | 306.7846 | 79.4265 | 552.4513 | 866.5738 | 0 | 147.5346 | 281.4505 | 255.9752 | 172.276 | 1557.1641 | 0 | 0.1091 | 0.0053283 | 0 | 0.04058 | 0 | 0 | 1408.2107 | 0 | 0 | 0 | 7683.3873 | 62 | 2 | Summer
2018-03-03 03:00 | 2209.2302 | 320.3181 | 77.3015 | 474.2401 | 859.3101 | 0 | 156.2457 | 282.4321 | 250.1968 | 175.5404 | 1530.9542 | 0 | 0.13947 | 0.0053591 | 0 | 0.051878 | 0 | 0 | 1384.7826 | 0 | 0 | 0 | 7720.7486 | 62 | 3 | Summer
2018-03-03 04:00 | 2330.7217 | 333.9289 | 77.3015 | 478.6996 | 860.203 | 0 | 170.2094 | 290.5708 | 248.3003 | 191.7483 | 1497.1429 | 0 | 0.075269 | 0.0055267 | 0 | 0.027997 | 0 | 0 | 1403.7745 | 0 | 0 | 0 | 7882.7097 | 62 | 4 | Summer
2018-03-03 05:00 | 2483.2537 | 350.7717 | 78.0318 | 503.4326 | 877.5341 | 0 | 194.5475 | 305.2538 | 250.4716 | 211.8999 | 1449.9068 | 0 | 0.3168 | 0.0056698 | 0 | 0.11784 | 0 | 0 | 1510.1889 | 0 | 0 | 0 | 8215.7328 | 62 | 5 | Summer
2018-03-03 06:00 | 2605.0121 | 365.902 | 85.1549 | 637.5586 | 899.4672 | 0 | 254.9296 | 335.1414 | 255.7728 | 243.2668 | 1396.508 | 0 | 0.82511 | 0.0055597 | 0 | 0.30691 | 0 | 0 | 1517.4658 | 0 | 0 | 0 | 8597.3167 | 62 | 6 | Summer
2018-03-03 07:00 | 2684.0201 | 375.7656 | 128.9981 | 946.2957 | 931.3934 | 0 | 432.8852 | 392.0905 | 209.3015 | 299.4123 | 1505.2127 | 0 | 1.5139 | 0.0047832 | 0 | 0.56313 | 0 | 0 | 1570.8179 | 0 | 0 | 0 | 9478.2748 | 62 | 7 | Summer
2018-03-03 08:00 | 2562.3482 | 368.2619 | 204.4753 | 1343.8877 | 997.7938 | 0 | 370.7457 | 419.342 | 144.6223 | 346.5368 | 1486.0485 | 0 | 1.6655 | 0.0047821 | 0 | 0.61951 | 0 | 0 | 1660.2447 | 0 | 0 | 0 | 9906.5967 | 62 | 8 | Summer
2018-03-03 09:00 | 2369.0521 | 351.4043 | 276.3869 | 1654.5691 | 1087.0999 | 0 | 330.5835 | 453.4242 | 189.3831 | 494.0486 | 1459.9881 | 0 | 1.5771 | 0.0048591 | 0 | 0.58661 | 0 | 0 | 1759.5954 | 0 | 0 | 0 | 10427.7036 | 62 | 9 | Summer
2018-03-03 10:00 | 2198.2428 | 332.0514 | 308.7036 | 1828.711 | 1136.3006 | 0 | 294.9752 | 499.0658 | 216.2907 | 558.605 | 1471.5645 | 0 | 1.7997 | 0.0049754 | 0 | 0.66941 | 0 | 0 | 1766.035 | 0 | 0 | 0 | 10613.0197 | 62 | 10 | Summer
2018-03-03 11:00 | 2019.2114 | 312.9321 | 301.1966 | 1838.8146 | 1140.8095 | 0 | 256.3509 | 533.8261 | 230.3457 | 598.3087 | 1533.5512 | 0 | 2.2077 | 0.005007 | 0 | 0.82117 | 0 | 0 | 1784.5687 | 0 | 0 | 0 | 10552.9495 | 62 | 11 | Summer
2018-03-03 12:00 | 1849.3412 | 289.1329 | 279.8027 | 1806.5327 | 1143.9884 | 0 | 225.7556 | 557.8985 | 237.352 | 630.6367 | 1574.19 | 0 | 2.5114 | 0.0049868 | 0 | 0.93413 | 0 | 0 | 1789.8274 | 0 | 0 | 0 | 10387.9086 | 62 | 12 | Summer
2018-03-03 13:00 | 1689.1695 | 267.4105 | 266.8173 | 1823.2551 | 1152.9009 | 0 | 190.8723 | 572.4574 | 239.1115 | 654.2552 | 1597.9018 | 0 | 2.5344 | 0.0049492 | 0 | 0.94269 | 0 | 0 | 1784.2205 | 0 | 0 | 0 | 10241.8538 | 62 | 13 | Summer
2018-03-03 14:00 | 1439.619 | 242.3794 | 258.6365 | 1662.808 | 1122.9018 | 0 | 156.1375 | 575.227 | 238.5164 | 669.0277 | 1609.9614 | 0 | 2.9 | 0.0049809 | 0 | 1.0787 | 0 | 0 | 1789.8274 | 0 | 0 | 0 | 9769.0259 | 62 | 14 | Summer
2018-03-03 15:00 | 1259.7637 | 224.4541 | 261.5702 | 1600.5039 | 1108.4022 | 0 | 138.619 | 568.2839 | 234.9383 | 671.1594 | 1631.1355 | 0 | 3.9053 | 0.0050403 | 0 | 1.4526 | 0 | 0 | 1736.5663 | 0 | 0 | 0 | 9440.7592 | 62 | 15 | Summer
2018-03-03 16:00 | 1146.1138 | 215.9142 | 277.3059 | 1633.1002 | 1151.7301 | 0 | 125.3111 | 556.7031 | 229.9111 | 661.196 | 1678.883 | 0 | 5.1756 | 0.0050605 | 0 | 1.9251 | 0 | 0 | 1688.8395 | 0 | 0 | 0 | 9372.1136 | 62 | 16 | Summer
2018-03-03 17:00 | 1120.6373 | 217.5124 | 322.7347 | 1806.3986 | 1231.1061 | 0 | 127.4983 | 536.3241 | 225.8078 | 546.8759 | 1741.6208 | 0 | 6.279 | 0.0051996 | 0 | 2.3355 | 0 | 0 | 1640.6648 | 0 | 0 | 0 | 9525.8005 | 62 | 17 | Summer
2018-03-03 18:00 | 1168.4892 | 218.6624 | 413.7968 | 1942.2365 | 1322.2606 | 0 | 146.7279 | 489.5716 | 244.7054 | 530.5026 | 1803.5482 | 0 | 4.9602 | 0.0060152 | 0 | 1.845 | 0 | 0 | 1673.8636 | 0 | 0 | 0 | 9961.176 | 62 | 18 | Summer
2018-03-03 19:00 | 1271.2651 | 229.4936 | 557.3634 | 1998.8843 | 1331.5672 | 0 | 171.3148 | 452.422 | 385.2142 | 501.8351 | 1709.4431 | 0 | 2.695 | 0.0060058 | 0 | 1.0024 | 0 | 0 | 1683.342 | 0 | 0 | 0 | 10295.8482 | 62 | 19 | Summer
2018-03-03 20:00 | 1341.8693 | 237.6301 | 725.7517 | 1905.8424 | 1291.5519 | 0 | 186.8436 | 421.4034 | 385.5904 | 459.4012 | 1699.4077 | 0 | 2.079 | 0.0060426 | 0 | 0.77332 | 0 | 0 | 1674.9969 | 0 | 0 | 0 | 10333.1467 | 62 | 20 | Summer
2018-03-03 21:00 | 1418.2118 | 253.9716 | 806.7383 | 1818.5891 | 1233.3727 | 0 | 195.1455 | 396.8292 | 382.351 | 403.3786 | 1680.8259 | 0 | 1.6074 | 0.0059473 | 0 | 0.5979 | 0 | 0 | 1686.4176 | 0 | 0 | 0 | 10278.0425 | 62 | 21 | Summer
2018-03-03 22:00 | 1520.4969 | 262.3939 | 690.8176 | 1716.807 | 1166.5395 | 0 | 121.8241 | 353.5743 | 359.3392 | 346.963 | 1637.0345 | 0 | 1.0372 | 0.0058154 | 0 | 0.38579 | 0 | 0 | 1614.7724 | 0 | 0 | 0 | 9791.9912 | 62 | 22 | Summer
2018-03-03 23:00 | 1631.3061 | 276.4419 | 353.0098 | 1413.8685 | 1009.8194 | 0 | 124.8504 | 329.9554 | 310.6487 | 277.9668 | 1581.5595 | 0 | 0.73061 | 0.0057233 | 0 | 0.27176 | 0 | 0 | 1561.9673 | 0 | 0 | 0 | 8872.402 | 62 | 23 | Summer
2018-03-04 | 1716.3664 | 286.2752 | 147.2627 | 1030.6788 | 920.4673 | 0 | 129.8686 | 309.7703 | 276.083 | 220.3313 | 1542.7824 | 0 | 0.95868 | 0.0064467 | 0 | 0.35659 | 0 | 0 | 1087.3439 | 0 | 0 | 0 | 7668.5515 | 63 | 0 | Fall
2018-03-04 01:00 | 1798.221 | 295.4356 | 89.5048 | 713.9589 | 886.1082 | 0 | 120.5034 | 289.6956 | 254.282 | 188.3101 | 1415.5104 | 0 | 0.37556 | 0.0063039 | 0 | 0.13969 | 0 | 0 | 1065.242 | 0 | 0 | 0 | 7117.2935 | 63 | 1 | Fall
2018-03-04 02:00 | 1865.0975 | 301.3358 | 79.9572 | 558.7305 | 867.7601 | 0 | 110.8803 | 281.7412 | 246.2238 | 174.4067 | 1436.644 | 0 | 0.31807 | 0.0077947 | 0 | 0.11831 | 0 | 0 | 1008.0404 | 0 | 0 | 0 | 6931.2617 | 63 | 2 | Fall
2018-03-04 03:00 | 1977.2725 | 304.7775 | 77.3015 | 488.6431 | 859.7398 | 0 | 121.7313 | 282.0068 | 241.1178 | 179.6038 | 1430.7921 | 0 | 0.22461 | 0.0064496 | 0 | 0.083544 | 0 | 0 | 954.0512 | 0 | 0 | 0 | 6917.352 | 63 | 3 | Fall
2018-03-04 04:00 | 2078.8112 | 324.3848 | 77.3015 | 480.8419 | 860.249 | 0 | 135.0608 | 286.1341 | 237.6324 | 195.3253 | 1387.7021 | 0 | 0.043158 | 0.0078539 | 0 | 0.016053 | 0 | 0 | 953.4399 | 0 | 0 | 0 | 7016.9502 | 63 | 4 | Fall
2018-03-04 05:00 | 2218.7613 | 340.6309 | 77.9992 | 498.2353 | 877.5929 | 0 | 150.9145 | 292.8068 | 242.2733 | 217.5627 | 1354.8697 | 0 | 0.13513 | 0.0079516 | 0 | 0.050263 | 0 | 0 | 975.2623 | 0 | 0 | 0 | 7247.1023 | 63 | 5 | Fall
2018-03-04 06:00 | 2330.6008 | 353.3965 | 84.6681 | 650.5795 | 899.564 | 0 | 206.4574 | 328.6343 | 251.3872 | 250.642 | 1320.1457 | 0 | 0.28133 | 0.0065187 | 0 | 0.10465 | 0 | 0 | 957.3533 | 0 | 0 | 0 | 7633.8212 | 63 | 6 | Fall
2018-03-04 07:00 | 2394.4914 | 358.2839 | 127.6941 | 949.8083 | 931.3498 | 0 | 370.6265 | 368.2517 | 201.2005 | 301.7253 | 1265.2003 | 0 | 0.49262 | 0.0066456 | 0 | 0.18324 | 0 | 0 | 951.8239 | 0 | 0 | 0 | 8221.1383 | 63 | 7 | Fall
2018-03-04 08:00 | 2230.4463 | 341.316 | 201.5048 | 1337.9305 | 995.9029 | 0 | 301.2743 | 379.7721 | 120.0336 | 338.0817 | 1235.8067 | 0 | 0.92044 | 0.0058717 | 0 | 0.34237 | 0 | 0 | 937.9989 | 0 | 0 | 0 | 8421.3365 | 63 | 8 | Fall
2018-03-04 09:00 | 1915.7771 | 302.7411 | 272.5195 | 1618.3615 | 1084.7417 | 0 | 244.8963 | 390.9967 | 137.9289 | 486.8284 | 1275.7444 | 0 | 1.6179 | 0.0058915 | 0 | 0.60179 | 0 | 0 | 931.4665 | 0 | 0 | 0 | 8664.2277 | 63 | 9 | Fall
2018-03-04 10:00 | 1605.553 | 266.2989 | 309.1086 | 1707.8075 | 1136.0766 | 0 | 184.053 | 423.4012 | 158.1587 | 528.7248 | 1293.7131 | 0 | 2.1364 | 0.0059133 | 0 | 0.79464 | 0 | 0 | 901.7751 | 0 | 0 | 0 | 8517.6075 | 63 | 10 | Fall
2018-03-04 11:00 | 1351.7447 | 237.5042 | 301.7431 | 1715.3603 | 1141.5075 | 0 | 143.7688 | 444.8673 | 177.2739 | 557.1438 | 1309.5744 | 0 | 2.781 | 0.0059584 | 0 | 1.0344 | 0 | 0 | 929.7326 | 0 | 0 | 0 | 8314.0421 | 63 | 11 | Fall
2018-03-04 12:00 | 1156.6804 | 216.0366 | 280.7856 | 1719.4021 | 1145.284 | 0 | 116.9454 | 463.1587 | 191.8208 | 585.7942 | 1337.8689 | 0 | 3.4338 | 0.0058617 | 0 | 1.2772 | 0 | 0 | 911.9259 | 0 | 0 | 0 | 8130.4195 | 63 | 12 | Fall
2018-03-04 13:00 | 984.2709 | 189.9323 | 265.5725 | 1753.6575 | 1153.3396 | 0 | 92.033 | 480.3995 | 200.512 | 607.6067 | 1390.8021 | 0 | 3.5639 | 0.0058598 | 0 | 1.3256 | 0 | 0 | 922.4318 | 0 | 0 | 0 | 8045.4533 | 63 | 13 | Fall
2018-03-04 14:00 | 781.081 | 160.8706 | 256.0962 | 1647.9742 | 1122.9986 | 0 | 73.0503 | 488.3895 | 204.1428 | 617.8493 | 1432.3599 | 0 | 3.7156 | 0.0059439 | 0 | 1.3821 | 0 | 0 | 929.0439 | 0 | 0 | 0 | 7718.9598 | 63 | 14 | Fall
2018-03-04 15:00 | 646.9197 | 152.483 | 261.7116 | 1601.4428 | 1108.5926 | 0 | 62.4345 | 489.4563 | 202.0859 | 629.0218 | 1477.5118 | 0 | 3.9578 | 0.0059932 | 0 | 1.4721 | 0 | 0 | 923.8046 | 0 | 0 | 0 | 7560.9006 | 63 | 15 | Fall
2018-03-04 16:00 | 555.1281 | 152.8391 | 278.4348 | 1603.8097 | 1151.4252 | 0 | 57.6662 | 479.9124 | 194.6806 | 626.6272 | 1516.5853 | 0 | 4.5342 | 0.0060684 | 0 | 1.6865 | 0 | 0 | 936.8686 | 0 | 0 | 0 | 7560.204 | 63 | 16 | Fall
2018-03-04 17:00 | 545.3036 | 149.2985 | 320.821 | 1798.1869 | 1228.8986 | 0 | 59.7765 | 461.6824 | 185.3981 | 521.8932 | 1545.832 | 0 | 4.113 | 0.006222 | 0 | 1.5299 | 0 | 0 | 911.2237 | 0 | 0 | 0 | 7733.9636 | 63 | 17 | Fall
2018-03-04 18:00 | 581.23 | 140.9762 | 413.4551 | 1958.2862 | 1320.2266 | 0 | 69.3972 | 421.4406 | 196.3402 | 509.9689 | 1571.18 | 0 | 5.1435 | 0.0070129 | 0 | 1.9132 | 0 | 0 | 967.8809 | 0 | 0 | 0 | 8157.4457 | 63 | 18 | Fall
2018-03-04 19:00 | 659.7159 | 137.2153 | 554.5931 | 2004.6255 | 1328.788 | 0 | 85.966 | 398.3397 | 327.082 | 486.2765 | 1583.9365 | 0 | 5.0211 | 0.0069794 | 0 | 1.8677 | 0 | 0 | 962.9023 | 0 | 0 | 0 | 8536.3365 | 63 | 19 | Fall
2018-03-04 20:00 | 735.4838 | 147.8606 | 726.3668 | 1891.7993 | 1289.8591 | 0 | 104.5643 | 378.298 | 315.4817 | 447.7802 | 1561.8899 | 0 | 4.2258 | 0.0069652 | 0 | 1.5718 | 0 | 0 | 972.4467 | 0 | 0 | 0 | 8577.6348 | 63 | 20 | Fall
2018-03-04 21:00 | 827.9596 | 182.9665 | 810.2241 | 1802.0992 | 1233.6786 | 0 | 117.8574 | 362.9433 | 303.6159 | 397.4683 | 1527.7768 | 0 | 3.483 | 0.0068835 | 0 | 1.2955 | 0 | 0 | 964.8602 | 0 | 0 | 0 | 8536.2355 | 63 | 21 | Fall
2018-03-04 22:00 | 930.999 | 193.4899 | 692.2566 | 1686.2816 | 1166.4455 | 0 | 65.4858 | 335.0236 | 292.2346 | 346.1098 | 1478.6656 | 0 | 2.725 | 0.0067276 | 0 | 1.0136 | 0 | 0 | 1004.3956 | 0 | 0 | 0 | 8195.1328 | 63 | 22 | Fall
2018-03-04 23:00 | 1042.3153 | 190.5161 | 355.0028 | 1387.8481 | 1009.6445 | 0 | 68.0307 | 326.2028 | 280.3088 | 279.9648 | 1425.497 | 0 | 1.846 | 0.0066828 | 0 | 0.68664 | 0 | 0 | 1069.295 | 0 | 0 | 0 | 7437.1652 | 63 | 23 | Fall
2018-03-05 | 1140.0716 | 201.0614 | 147.2418 | 1006.1775 | 920.5143 | 0 | 72.5895 | 317.3466 | 267.4478 | 223.8608 | 1387.8625 | 0 | 0.95176 | 0.0066389 | 0 | 0.35402 | 0 | 0 | 1079.6396 | 0 | 0 | 0 | 6765.1259 | 64 | 0 | Fall
2018-03-05 01:00 | 1259.7976 | 216.205 | 89.6223 | 742.6865 | 886.4349 | 0 | 83.8152 | 278.8331 | 279.5264 | 209.91 | 1505.9626 | 0 | 0.3729 | 0.0065131 | 0 | 0.1387 | 0 | 0 | 1056.8399 | 0 | 0 | 0 | 6610.1516 | 64 | 1 | Fall
2018-03-05 02:00 | 1396.0695 | 241.6157 | 79.9703 | 567.4923 | 867.9769 | 0 | 87.0791 | 263.5427 | 269.2645 | 182.6658 | 1478.6466 | 0 | 0.31495 | 0.0065266 | 0 | 0.11715 | 0 | 0 | 997.4256 | 0 | 0 | 0 | 6432.1875 | 64 | 2 | Fall
2018-03-05 03:00 | 1563.6673 | 263.4764 | 77.7954 | 486.8781 | 859.8217 | 0 | 102.9727 | 271.0216 | 266.4335 | 171.0174 | 1445.5446 | 0 | 0.22284 | 0.0066115 | 0 | 0.082889 | 0 | 0 | 949.052 | 0 | 0 | 0 | 6457.993 | 64 | 3 | Fall
2018-03-05 04:00 | 1678.8954 | 276.8824 | 77.7954 | 495.2377 | 860.2486 | 0 | 118.5917 | 286.4938 | 267.755 | 173.7001 | 1409.419 | 0 | 0.042963 | 0.0066006 | 0 | 0.01598 | 0 | 0 | 948.4147 | 0 | 0 | 0 | 6593.4993 | 64 | 4 | Fall
2018-03-05 05:00 | 1832.956 | 293.6151 | 78.1027 | 633.2133 | 878.3578 | 0 | 148.1497 | 311.5039 | 278.5289 | 208.4163 | 1411.5797 | 0 | 0.13419 | 0.0066466 | 0 | 0.049915 | 0 | 0 | 970.3882 | 0 | 0 | 0 | 7045.0023 | 64 | 5 | Fall
2018-03-05 06:00 | 1970.9536 | 307.8269 | 90.6157 | 1002.5357 | 904.8718 | 0 | 203.0265 | 376.3229 | 308.6883 | 266.0945 | 1471.0486 | 0 | 0.28092 | 0.0066824 | 0 | 0.10449 | 0 | 0 | 953.8094 | 0 | 0 | 0 | 7856.186 | 64 | 6 | Fall
2018-03-05 07:00 | 2060.2073 | 320.1386 | 182.6164 | 1422.0409 | 961.5674 | 0 | 376.9956 | 472.4127 | 294.9534 | 349.8287 | 1780.761 | 0 | 0.49186 | 0.0060574 | 0 | 0.18295 | 0 | 0 | 949.1492 | 0 | 0 | 0 | 9171.3521 | 64 | 7 | Fall
2018-03-05 08:00 | 1971.7727 | 308.0914 | 254.438 | 1492.0266 | 1034.3368 | 0 | 334.3049 | 546.7266 | 281.9675 | 482.2528 | 2019.6483 | 0 | 0.93026 | 0.0060185 | 0 | 0.34602 | 0 | 0 | 946.9967 | 0 | 0 | 0 | 9673.8447 | 64 | 8 | Fall
2018-03-05 09:00 | 1792.8562 | 276.6945 | 254.3781 | 1532.7883 | 1075.7853 | 0 | 279.633 | 597.388 | 373.1925 | 731.0551 | 2262.3134 | 0 | 1.5764 | 0.0059369 | 0 | 0.58635 | 0 | 0 | 907.2859 | 0 | 0 | 0 | 10085.5391 | 64 | 9 | Fall
2018-03-05 10:00 | 1576.1249 | 246.1939 | 247.4627 | 1617.2882 | 1100.0375 | 0 | 222.4038 | 647.2298 | 427.9549 | 844.2835 | 2474.8876 | 0 | 2.046 | 0.0057988 | 0 | 0.76104 | 0 | 0 | 863.402 | 0 | 0 | 0 | 10270.0816 | 64 | 10 | Fall
2018-03-05 11:00 | 1391.7385 | 219.9743 | 235.2674 | 1675.5565 | 1101.2529 | 0 | 176.7756 | 688.6254 | 455.032 | 904.0902 | 2638.8292 | 0 | 2.699 | 0.0058625 | 0 | 1.0039 | 0 | 0 | 902.1881 | 0 | 0 | 0 | 10393.0387 | 64 | 11 | Fall
2018-03-05 12:00 | 1233.2034 | 205.0578 | 218.1767 | 1587.6413 | 1103.4853 | 0 | 145.868 | 712.6461 | 462.2699 | 926.0899 | 2689.9765 | 0 | 3.3884 | 0.0057635 | 0 | 1.2603 | 0 | 0 | 899.5192 | 0 | 0 | 0 | 10188.5885 | 64 | 12 | Fall
2018-03-05 13:00 | 1118.1457 | 198.5541 | 208.9542 | 1499.5738 | 1110.4299 | 0 | 129.2187 | 727.4687 | 458.6284 | 914.9901 | 2668.6977 | 0 | 3.5486 | 0.0057965 | 0 | 1.3199 | 0 | 0 | 918.0481 | 0 | 0 | 0 | 9957.5838 | 64 | 13 | Fall
2018-03-05 14:00 | 1015.036 | 200.3331 | 201.7549 | 1391.3315 | 1079.1484 | 0 | 125.005 | 730.7026 | 444.9337 | 872.769 | 2591.0355 | 0 | 3.7148 | 0.0059416 | 0 | 1.3817 | 0 | 0 | 928.5331 | 0 | 0 | 0 | 9585.6853 | 64 | 14 | Fall
2018-03-05 15:00 | 936.6934 | 210.0058 | 205.3603 | 1353.7756 | 1066.0293 | 0 | 118.967 | 711.3978 | 418.6017 | 830.7661 | 2458.7766 | 0 | 3.9386 | 0.0060341 | 0 | 1.465 | 0 | 0 | 918.947 | 0 | 0 | 0 | 9234.7302 | 64 | 15 | Fall
2018-03-05 16:00 | 896.013 | 225.9763 | 226.9206 | 1437.7319 | 1106.9835 | 0 | 119.3158 | 681.3994 | 385.4904 | 795.6359 | 2330.8758 | 0 | 4.5191 | 0.006074 | 0 | 1.6809 | 0 | 0 | 933.4572 | 0 | 0 | 0 | 9146.0059 | 64 | 16 | Fall
2018-03-05 17:00 | 914.3369 | 237.0718 | 274.6582 | 1658.8895 | 1187.4245 | 0 | 126.5206 | 631.4402 | 352.9692 | 625.6514 | 2232.0612 | 0 | 4.099 | 0.006252 | 0 | 1.5246 | 0 | 0 | 907.8831 | 0 | 0 | 0 | 9154.5364 | 64 | 17 | Fall
2018-03-05 18:00 | 935.1353 | 226.4883 | 376.9137 | 1880.1245 | 1287.4242 | 0 | 132.659 | 552.6286 | 339.2691 | 602.7606 | 2151.2535 | 0 | 5.1556 | 0.0070413 | 0 | 1.9177 | 0 | 0 | 970.3864 | 0 | 0 | 0 | 9462.1234 | 64 | 18 | Fall
2018-03-05 19:00 | 985.7928 | 211.5649 | 529.701 | 1975.0043 | 1311.0714 | 0 | 145.1092 | 491.5313 | 456.6614 | 580.6903 | 1943.2761 | 0 | 5.0651 | 0.0069397 | 0 | 1.884 | 0 | 0 | 970.5357 | 0 | 0 | 0 | 9607.8944 | 64 | 19 | Fall
2018-03-05 20:00 | 1029.2571 | 205.8084 | 695.1579 | 1925.1303 | 1273.041 | 0 | 153.0648 | 431.5554 | 434.0916 | 542.4859 | 1848.5402 | 0 | 4.24 | 0.0069548 | 0 | 1.5771 | 0 | 0 | 974.8502 | 0 | 0 | 0 | 9518.8067 | 64 | 20 | Fall
2018-03-05 21:00 | 1071.8506 | 204.3772 | 778.5078 | 1862.5445 | 1221.2001 | 0 | 147.2655 | 378.7578 | 416.442 | 443.0269 | 1750.6478 | 0 | 3.4574 | 0.0068111 | 0 | 1.286 | 0 | 0 | 956.7312 | 0 | 0 | 0 | 9236.1017 | 64 | 21 | Fall
2018-03-05 22:00 | 1133.1485 | 205.9231 | 661.0064 | 1806.4245 | 1154.6742 | 0 | 82.3311 | 336.3551 | 384.8451 | 353.9616 | 1662.745 | 0 | 2.6517 | 0.0067433 | 0 | 0.98631 | 0 | 0 | 977.8437 | 0 | 0 | 0 | 8762.9031 | 64 | 22 | Fall
2018-03-05 23:00 | 1231.8506 | 210.7261 | 323.2671 | 1492.952 | 995.2354 | 0 | 87.0876 | 314.107 | 331.3103 | 290.9923 | 1607.0386 | 0 | 1.7853 | 0.0066026 | 0 | 0.66404 | 0 | 0 | 1034.3003 | 0 | 0 | 0 | 7921.3234 | 64 | 23 | Fall
2018-03-06 | 1309.1869 | 216.424 | 136.2295 | 1059.5041 | 911.5057 | 0 | 94.2272 | 301.7926 | 297.0712 | 250.5079 | 1570.8671 | 0 | 0.36643 | 0.0057896 | 0 | 0.1363 | 0 | 0 | 1397.8493 | 0 | 0 | 0 | 7545.6741 | 65 | 0 | Spring
2018-03-06 01:00 | 1392.741 | 223.385 | 86.4491 | 701.4671 | 881.8917 | 0 | 100.7666 | 268.6114 | 279.5264 | 206.6991 | 1505.9626 | 0 | 0.23437 | 0.005743 | 0 | 0.087177 | 0 | 0 | 1399.9388 | 0 | 0 | 0 | 7047.7661 | 65 | 1 | Spring
2018-03-06 02:00 | 1460.1011 | 243.5791 | 79.3416 | 551.1902 | 866.4538 | 0 | 93.7994 | 253.9995 | 269.2645 | 181.8699 | 1478.6466 | 0 | 0.11056 | 0.0057958 | 0 | 0.041124 | 0 | 0 | 1424.8168 | 0 | 0 | 0 | 6903.2199 | 65 | 2 | Spring
2018-03-06 03:00 | 1589.1248 | 259.0442 | 77.7954 | 491.3765 | 859.3443 | 0 | 104.2273 | 260.4985 | 266.4335 | 172.5023 | 1445.5446 | 0 | 0.14422 | 0.0058786 | 0 | 0.053644 | 0 | 0 | 1430.2292 | 0 | 0 | 0 | 6956.3244 | 65 | 3 | Spring
2018-03-06 04:00 | 1694.714 | 277.9482 | 77.7954 | 518.3611 | 860.1871 | 0 | 119.5455 | 275.1127 | 267.755 | 175.4514 | 1409.419 | 0 | 0.079607 | 0.0060312 | 0 | 0.029611 | 0 | 0 | 1475.6899 | 0 | 0 | 0 | 7152.0947 | 65 | 4 | Spring
2018-03-06 05:00 | 1830.8978 | 293.5402 | 78.1254 | 637.8651 | 878.4546 | 0 | 144.3967 | 301.686 | 278.5289 | 209.054 | 1411.5797 | 0 | 0.33479 | 0.0062365 | 0 | 0.12453 | 0 | 0 | 1598.0168 | 0 | 0 | 0 | 7662.6109 | 65 | 5 | Spring
2018-03-06 06:00 | 1958.4534 | 312.967 | 90.0253 | 968.5989 | 904.6755 | 0 | 201.4354 | 371.045 | 308.6883 | 265.6419 | 1471.0486 | 0 | 0.85285 | 0.0052631 | 0 | 0.31722 | 0 | 0 | 1573.9241 | 0 | 0 | 0 | 8427.6788 | 65 | 6 | Spring
2018-03-06 07:00 | 2049.1223 | 323.1885 | 183.0875 | 1398.166 | 961.4906 | 0 | 378.1379 | 466.4585 | 294.2501 | 350.6266 | 1780.761 | 0 | 1.5951 | 0.0051322 | 0 | 0.59332 | 0 | 0 | 1658.1939 | 0 | 0 | 0 | 9845.6767 | 65 | 7 | Spring
2018-03-06 08:00 | 1956.4621 | 314.9689 | 252.9322 | 1502.5534 | 1034.2507 | 0 | 329.8655 | 542.2374 | 281.9675 | 481.1619 | 2019.6483 | 0 | 1.726 | 0.0050493 | 0 | 0.64201 | 0 | 0 | 1722.2813 | 0 | 0 | 0 | 10440.7023 | 65 | 8 | Spring
2018-03-06 09:00 | 1760.7339 | 287.8999 | 254.9639 | 1510.3254 | 1076.5817 | 0 | 271.3543 | 595.8117 | 373.1925 | 731.5855 | 2262.3134 | 0 | 1.5888 | 0.005012 | 0 | 0.59096 | 0 | 0 | 1774.0559 | 0 | 0 | 0 | 10901.0029 | 65 | 9 | Spring
2018-03-06 10:00 | 1576.3883 | 264.4054 | 248.2704 | 1605.478 | 1101.1285 | 0 | 224.1543 | 646.8947 | 427.9549 | 844.3438 | 2474.8876 | 0 | 1.7848 | 0.0050657 | 0 | 0.66388 | 0 | 0 | 1751.949 | 0 | 0 | 0 | 11168.3086 | 65 | 10 | Spring
2018-03-06 11:00 | 1362.0965 | 234.5272 | 232.728 | 1603.4812 | 1099.7758 | 0 | 183.9071 | 690.562 | 455.032 | 903.4261 | 2638.8292 | 0 | 2.1767 | 0.0050291 | 0 | 0.80965 | 0 | 0 | 1760.1922 | 0 | 0 | 0 | 11167.5487 | 65 | 11 | Spring
2018-03-06 12:00 | 1180.9032 | 206.328 | 216.2341 | 1551.1128 | 1101.1184 | 0 | 149.2571 | 727.3387 | 462.2699 | 924.6578 | 2689.9765 | 0 | 2.4818 | 0.0050167 | 0 | 0.92312 | 0 | 0 | 1769.0529 | 0 | 0 | 0 | 10981.6591 | 65 | 12 | Spring
2018-03-06 13:00 | 1051.8725 | 187.0037 | 207.7462 | 1479.4729 | 1108.7008 | 0 | 126.1383 | 744.2466 | 458.6284 | 914.2123 | 2668.6977 | 0 | 2.5122 | 0.0049879 | 0 | 0.93444 | 0 | 0 | 1768.9022 | 0 | 0 | 0 | 10719.0734 | 65 | 13 | Spring
2018-03-06 14:00 | 899.7995 | 184.3108 | 199.4853 | 1370.3025 | 1076.3 | 0 | 111.5579 | 751.9086 | 444.9337 | 872.5909 | 2591.0355 | 0 | 2.8682 | 0.0049884 | 0 | 1.0669 | 0 | 0 | 1770.2674 | 0 | 0 | 0 | 10276.4322 | 65 | 14 | Spring
2018-03-06 15:00 | 785.9879 | 191.9643 | 202.8781 | 1340.953 | 1064.9543 | 0 | 99.9616 | 733.0591 | 418.6017 | 829.2088 | 2458.7766 | 0 | 3.8994 | 0.0050599 | 0 | 1.4504 | 0 | 0 | 1733.8234 | 0 | 0 | 0 | 9865.5237 | 65 | 15 | Spring
2018-03-06 16:00 | 743.679 | 226.5306 | 223.2643 | 1411.4 | 1106.5234 | 0 | 100.7295 | 696.7562 | 385.4904 | 794.1861 | 2330.8758 | 0 | 5.2287 | 0.0052369 | 0 | 1.9448 | 0 | 0 | 1705.9533 | 0 | 0 | 0 | 9732.5673 | 65 | 16 | Spring
2018-03-06 17:00 | 740.4851 | 232.5442 | 274.2858 | 1587.3191 | 1187.4138 | 0 | 102.8403 | 638.7757 | 352.9692 | 626.6245 | 2232.0612 | 0 | 6.3953 | 0.005373 | 0 | 2.3788 | 0 | 0 | 1671.1075 | 0 | 0 | 0 | 9655.206 | 65 | 17 | Spring
2018-03-06 18:00 | 773.381 | 222.0073 | 379.8046 | 1857.7963 | 1287.6571 | 0 | 107.4831 | 551.589 | 339.2691 | 601.5545 | 2151.2535 | 0 | 5.1168 | 0.0062341 | 0 | 1.9032 | 0 | 0 | 1726.6143 | 0 | 0 | 0 | 10005.4362 | 65 | 18 | Spring
2018-03-06 19:00 | 855.7441 | 209.6089 | 532.2078 | 1918.7777 | 1311.4614 | 0 | 122.0183 | 487.2927 | 456.6614 | 580.094 | 1943.2761 | 0 | 2.8105 | 0.0061995 | 0 | 1.0454 | 0 | 0 | 1755.7314 | 0 | 0 | 0 | 10176.7358 | 65 | 19 | Spring
2018-03-06 20:00 | 939.8046 | 205.904 | 688.4165 | 1858.7378 | 1270.0419 | 0 | 129.5717 | 426.4972 | 434.0916 | 543.2694 | 1848.5402 | 0 | 2.1561 | 0.0062043 | 0 | 0.80199 | 0 | 0 | 1736.7431 | 0 | 0 | 0 | 10084.5822 | 65 | 20 | Spring
2018-03-06 21:00 | 1012.4223 | 205.7787 | 769.3342 | 1824.0972 | 1217.5235 | 0 | 125.5685 | 371.1628 | 416.442 | 441.7582 | 1750.6478 | 0 | 1.6497 | 0.0061793 | 0 | 0.61362 | 0 | 0 | 1730.3127 | 0 | 0 | 0 | 9867.3174 | 65 | 21 | Spring
2018-03-06 22:00 | 1103.706 | 204.7565 | 654.2828 | 1710.498 | 1152.7326 | 0 | 81.335 | 335.2397 | 384.8451 | 353.766 | 1662.745 | 0 | 1.0529 | 0.0060265 | 0 | 0.39164 | 0 | 0 | 1639.5589 | 0 | 0 | 0 | 9284.916 | 65 | 22 | Spring
2018-03-06 23:00 | 1214.2763 | 208.6596 | 320.8165 | 1451.9756 | 995.9969 | 0 | 82.8587 | 313.3333 | 331.3103 | 290.2861 | 1607.0386 | 0 | 0.74045 | 0.006041 | 0 | 0.27542 | 0 | 0 | 1583.9966 | 0 | 0 | 0 | 8401.5705 | 65 | 23 | Spring
2018-03-07 | 1279.3989 | 213.1901 | 135.8636 | 1049.9762 | 912.0224 | 0 | 88.891 | 300.5318 | 297.0712 | 250.1743 | 1570.8671 | 0 | 0.41461 | 0.0060024 | 0 | 0.15422 | 0 | 0 | 1580.6334 | 0 | 0 | 0 | 7679.1949 | 66 | 0 | Summer
2018-03-07 01:00 | 1353.2712 | 222.6489 | 86.5746 | 739.4178 | 881.9684 | 0 | 91.7027 | 270.3061 | 280.3765 | 208.6987 | 1505.1196 | 0 | 0.26162 | 0.0059547 | 0 | 0.097313 | 0 | 0 | 1560.8154 | 0 | 0 | 0 | 7201.2649 | 66 | 1 | Summer
2018-03-07 02:00 | 1430.0354 | 243.4722 | 79.3804 | 540.6165 | 866.5655 | 0 | 84.9632 | 255.7899 | 269.5294 | 180.7636 | 1478.1875 | 0 | 0.1225 | 0.0059421 | 0 | 0.045564 | 0 | 0 | 1581.3508 | 0 | 0 | 0 | 7010.8284 | 66 | 2 | Summer
2018-03-07 03:00 | 1559.0583 | 263.4153 | 77.7954 | 488.177 | 859.41 | 0 | 96.2336 | 261.4416 | 266.5707 | 172.4428 | 1447.029 | 0 | 0.15803 | 0.0060398 | 0 | 0.058782 | 0 | 0 | 1567.7228 | 0 | 0 | 0 | 7059.5195 | 66 | 3 | Summer
2018-03-07 04:00 | 1698.0282 | 278.8537 | 77.7954 | 505.314 | 860.202 | 0 | 117.6321 | 279.2189 | 267.699 | 174.9914 | 1412.9785 | 0 | 0.085794 | 0.0061316 | 0 | 0.031912 | 0 | 0 | 1593.6698 | 0 | 0 | 0 | 7266.5067 | 66 | 4 | Summer
2018-03-07 05:00 | 1865.0673 | 298.0154 | 78.1238 | 636.1457 | 878.3824 | 0 | 145.6886 | 304.829 | 278.346 | 209.4005 | 1415.3208 | 0 | 0.35524 | 0.0062842 | 0 | 0.13213 | 0 | 0 | 1695.6728 | 0 | 0 | 0 | 7805.486 | 66 | 5 | Summer
2018-03-07 06:00 | 2030.8984 | 314.2441 | 91.0341 | 981.7844 | 904.962 | 0 | 204.5715 | 370.4094 | 308.3191 | 266.141 | 1476.3328 | 0 | 0.91361 | 0.0061348 | 0 | 0.33983 | 0 | 0 | 1680.3401 | 0 | 0 | 0 | 8630.2964 | 66 | 6 | Summer
2018-03-07 07:00 | 2128.9146 | 324.7154 | 184.8852 | 1377.5698 | 962.5404 | 0 | 375.0534 | 467.1253 | 288.8511 | 350.3909 | 1786.7213 | 0 | 1.6526 | 0.0051733 | 0 | 0.61469 | 0 | 0 | 1713.9397 | 0 | 0 | 0 | 9962.9796 | 66 | 7 | Summer
2018-03-07 08:00 | 1995.9116 | 315.2849 | 254.0932 | 1495.6854 | 1036.5688 | 0 | 322.1732 | 544.5358 | 279.4269 | 481.7602 | 2024.559 | 0 | 1.7742 | 0.0050846 | 0 | 0.65991 | 0 | 0 | 1766.8363 | 0 | 0 | 0 | 10519.2745 | 66 | 8 | Summer
2018-03-07 09:00 | 1800.9516 | 296.6843 | 258.2887 | 1499.8131 | 1079.0457 | 0 | 275.9722 | 599.6279 | 369.9993 | 728.8278 | 2265.9667 | 0 | 1.6275 | 0.0050119 | 0 | 0.60536 | 0 | 0 | 1814.792 | 0 | 0 | 0 | 10992.2073 | 66 | 9 | Summer
2018-03-07 10:00 | 1633.391 | 276.5943 | 250.6764 | 1570.0614 | 1101.6809 | 0 | 235.9882 | 653.258 | 426.9046 | 843.003 | 2476.1416 | 0 | 1.8299 | 0.0049826 | 0 | 0.68066 | 0 | 0 | 1794.7742 | 0 | 0 | 0 | 11264.9892 | 66 | 10 | Summer
2018-03-07 11:00 | 1455.8702 | 254.8799 | 234.8613 | 1650.8444 | 1101.3694 | 0 | 198.6809 | 700.7909 | 454.7857 | 901.6203 | 2638.4569 | 0 | 2.2129 | 0.0049471 | 0 | 0.82312 | 0 | 0 | 1788.4277 | 0 | 0 | 0 | 11383.6284 | 66 | 11 | Summer
2018-03-07 12:00 | 1309.065 | 235.2627 | 216.7368 | 1583.7694 | 1102.1724 | 0 | 166.6125 | 729.3149 | 462.2038 | 925.6005 | 2687.2316 | 0 | 2.5166 | 0.0049587 | 0 | 0.93606 | 0 | 0 | 1792.2941 | 0 | 0 | 0 | 11213.7213 | 66 | 12 | Summer
2018-03-07 13:00 | 1223.3084 | 229.0072 | 209.1106 | 1535.5214 | 1110.6757 | 0 | 145.415 | 738.0397 | 458.607 | 913.5742 | 2665.233 | 0 | 2.5373 | 0.0049084 | 0 | 0.94378 | 0 | 0 | 1784.8856 | 0 | 0 | 0 | 11016.8638 | 66 | 13 | Summer
2018-03-07 14:00 | 1076.5609 | 221.3139 | 201.0752 | 1414.4475 | 1078.0557 | 0 | 130.1747 | 739.9169 | 444.7941 | 871.3738 | 2587.6906 | 0 | 2.9115 | 0.0056781 | 0 | 1.083 | 0 | 0 | 1795.605 | 0 | 0 | 0 | 10565.0084 | 66 | 14 | Summer
2018-03-07 15:00 | 978.3516 | 226.0612 | 204.3022 | 1345.0748 | 1065.4365 | 0 | 118.3629 | 718.6429 | 418.3252 | 828.8486 | 2454.409 | 0 | 3.9397 | 0.0050058 | 0 | 1.4654 | 0 | 0 | 1750.1472 | 0 | 0 | 0 | 10113.3722 | 66 | 15 | Summer
2018-03-07 16:00 | 927.7115 | 236.8853 | 227.2875 | 1404.7609 | 1107.6652 | 0 | 115.5974 | 687.3701 | 385.0426 | 791.3564 | 2323.7506 | 0 | 5.2401 | 0.0057604 | 0 | 1.9491 | 0 | 0 | 1708.222 | 0 | 0 | 0 | 9922.8446 | 66 | 16 | Summer
2018-03-07 17:00 | 929.4677 | 242.219 | 276.1936 | 1610.6579 | 1187.801 | 0 | 120.0872 | 637.7812 | 352.7135 | 626.1372 | 2226.2753 | 0 | 6.4276 | 0.0059215 | 0 | 2.3908 | 0 | 0 | 1677.4075 | 0 | 0 | 0 | 9895.5654 | 66 | 17 | Summer
2018-03-07 18:00 | 984.9573 | 234.2614 | 377.6606 | 1845.0587 | 1285.7929 | 0 | 128.9817 | 552.0284 | 338.6919 | 600.0818 | 2145.2711 | 0 | 5.016 | 0.0059352 | 0 | 1.8657 | 0 | 0 | 1690.8794 | 0 | 0 | 0 | 10190.5528 | 66 | 18 | Summer
2018-03-07 19:00 | 1074.9 | 234.3311 | 529.094 | 1958.2183 | 1306.6185 | 0 | 145.6805 | 485.843 | 456.3981 | 580.1451 | 1939.6489 | 0 | 2.7369 | 0.0059285 | 0 | 1.018 | 0 | 0 | 1707.3282 | 0 | 0 | 0 | 10421.9665 | 66 | 19 | Summer
2018-03-07 20:00 | 1144.5273 | 240.59 | 694.4417 | 1912.8037 | 1271.9016 | 0 | 148.7425 | 426.1995 | 433.8378 | 542.489 | 1847.6458 | 0 | 2.0955 | 0.0058639 | 0 | 0.77944 | 0 | 0 | 1685.8349 | 0 | 0 | 0 | 10351.8948 | 66 | 20 | Summer
2018-03-07 21:00 | 1193.1883 | 238.653 | 774.8819 | 1817.8266 | 1218.7406 | 0 | 141.6018 | 376.0552 | 416.9044 | 441.5181 | 1751.3338 | 0 | 1.5805 | 0.0058064 | 0 | 0.58787 | 0 | 0 | 1657.9516 | 0 | 0 | 0 | 10030.8294 | 66 | 21 | Summer
2018-03-07 22:00 | 1273.1125 | 240.3874 | 654.469 | 1733.092 | 1150.5244 | 0 | 79.3939 | 337.0154 | 387.4343 | 353.4227 | 1664.7943 | 0 | 1.012 | 0.0056095 | 0 | 0.37641 | 0 | 0 | 1576.0272 | 0 | 0 | 0 | 9451.067 | 66 | 22 | Summer
2018-03-07 23:00 | 1402.4612 | 249.9624 | 321.7511 | 1462.8157 | 993.7539 | 0 | 88.0569 | 316.7892 | 334.9043 | 291.637 | 1608.5029 | 0 | 0.71168 | 0.0055527 | 0 | 0.26472 | 0 | 0 | 1521.4962 | 0 | 0 | 0 | 8593.1128 | 66 | 23 | Summer
2018-03-08 | 1527.7512 | 261.3817 | 134.951 | 1057.3467 | 911.0331 | 0 | 101.2448 | 305.359 | 299.0758 | 248.5773 | 1571.4723 | 0 | 0.39947 | 0.0061925 | 0 | 0.14859 | 0 | 0 | 1521.6306 | 0 | 0 | 0 | 7940.3777 | 67 | 0 | Fall
2018-03-08 01:00 | 1597.3705 | 268.7482 | 86.4708 | 732.4731 | 881.9159 | 0 | 107.9837 | 274.4364 | 279.9786 | 206.1494 | 1499.6921 | 0 | 0.2543 | 0.0061216 | 0 | 0.094588 | 0 | 0 | 1518.0202 | 0 | 0 | 0 | 7453.594 | 67 | 1 | Fall
2018-03-08 02:00 | 1662.541 | 275.447 | 79.3976 | 559.5278 | 866.5665 | 0 | 100.8425 | 259.6982 | 269.4236 | 182.0598 | 1473.7262 | 0 | 0.11751 | 0.0061352 | 0 | 0.04371 | 0 | 0 | 1522.4504 | 0 | 0 | 0 | 7251.848 | 67 | 2 | Fall
2018-03-08 03:00 | 1826.0584 | 290.7753 | 77.7954 | 491.0205 | 859.3869 | 0 | 114.6473 | 264.9424 | 266.5045 | 170.8837 | 1441.5905 | 0 | 0.15134 | 0.0061456 | 0 | 0.056294 | 0 | 0 | 1500.0666 | 0 | 0 | 0 | 7303.8853 | 67 | 3 | Fall
2018-03-08 04:00 | 1954.5459 | 301.0702 | 77.7954 | 500.954 | 860.1553 | 0 | 134.2565 | 282.9067 | 267.7548 | 175.5264 | 1406.1367 | 0 | 0.081659 | 0.0055937 | 0 | 0.030374 | 0 | 0 | 1515.8885 | 0 | 0 | 0 | 7477.1082 | 67 | 4 | Fall
2018-03-08 05:00 | 2093.5231 | 311.2879 | 78.1166 | 631.7794 | 878.3288 | 0 | 157.4299 | 308.8025 | 278.5034 | 208.9521 | 1407.606 | 0 | 0.34327 | 0.0058692 | 0 | 0.12768 | 0 | 0 | 1635.5392 | 0 | 0 | 0 | 7990.3459 | 67 | 5 | Fall
2018-03-08 06:00 | 2191.7909 | 309.4866 | 90.6167 | 977.9986 | 904.8984 | 0 | 207.9253 | 372.5483 | 308.7658 | 264.2356 | 1468.3202 | 0 | 0.88383 | 0.0057182 | 0 | 0.32875 | 0 | 0 | 1623.6861 | 0 | 0 | 0 | 8721.4908 | 67 | 6 | Fall
2018-03-08 07:00 | 2238.5917 | 312.3641 | 184.0985 | 1413.3368 | 962.445 | 0 | 375.4937 | 469.1157 | 279.5178 | 351.3121 | 1779.6201 | 0 | 1.6121 | 0.0055329 | 0 | 0.59963 | 0 | 0 | 1669.5469 | 0 | 0 | 0 | 10037.6596 | 67 | 7 | Fall
2018-03-08 08:00 | 2088.8643 | 297.4634 | 255.6108 | 1536.4269 | 1035.9753 | 0 | 323.4639 | 551.8434 | 282.4932 | 480.9147 | 2017.8965 | 0 | 1.7383 | 0.0053882 | 0 | 0.64658 | 0 | 0 | 1729.8982 | 0 | 0 | 0 | 10603.2407 | 67 | 8 | Fall
2018-03-08 09:00 | 1858.5154 | 264.3812 | 257.4197 | 1544.0799 | 1077.8732 | 0 | 272.3816 | 616.555 | 373.2298 | 729.9932 | 2257.9883 | 0 | 1.6237 | 0.0054764 | 0 | 0.60395 | 0 | 0 | 1809.4435 | 0 | 0 | 0 | 11064.0939 | 67 | 9 | Fall
2018-03-08 10:00 | 1631.1513 | 229.2747 | 254.4166 | 1613.0133 | 1103.03 | 0 | 224.6801 | 684.0831 | 427.9351 | 842.0819 | 2464.3516 | 0 | 1.8183 | 0.0054662 | 0 | 0.67632 | 0 | 0 | 1782.7196 | 0 | 0 | 0 | 11259.2374 | 67 | 10 | Fall
2018-03-08 11:00 | 1441.3867 | 206.1068 | 236.1679 | 1621.6774 | 1101.8862 | 0 | 190.7701 | 746.2561 | 454.9391 | 900.7764 | 2619.0307 | 0 | 2.1941 | 0.0053911 | 0 | 0.81611 | 0 | 0 | 1772.4072 | 0 | 0 | 0 | 11294.4203 | 67 | 11 | Fall
2018-03-08 12:00 | 1303.3668 | 201.1713 | 218.1875 | 1596.1294 | 1103.1012 | 0 | 164.548 | 792.9306 | 462.2158 | 925.0351 | 2659.1363 | 0 | 2.5165 | 0.00547 | 0 | 0.93605 | 0 | 0 | 1791.5465 | 0 | 0 | 0 | 11220.8264 | 67 | 12 | Fall
2018-03-08 13:00 | 1183.6867 | 200.912 | 208.6529 | 1502.1318 | 1109.405 | 0 | 144.9213 | 824.564 | 458.611 | 913.0381 | 2631.5079 | 0 | 2.5253 | 0.0053375 | 0 | 0.93929 | 0 | 0 | 1775.8668 | 0 | 0 | 0 | 10956.7672 | 67 | 13 | Fall
2018-03-08 14:00 | 1041.1102 | 211.9331 | 199.9181 | 1346.8667 | 1077.4076 | 0 | 133.0379 | 851.4336 | 444.7978 | 873.1908 | 2553.0501 | 0 | 2.8958 | 0.0054277 | 0 | 1.0771 | 0 | 0 | 1785.4299 | 0 | 0 | 0 | 10522.1541 | 67 | 14 | Fall
2018-03-08 15:00 | 971.0029 | 228.8446 | 201.3915 | 1311.9654 | 1064.0562 | 0 | 126.4277 | 849.8876 | 418.3259 | 829.3904 | 2424.9496 | 0 | 3.9455 | 0.0054578 | 0 | 1.4676 | 0 | 0 | 1752.3206 | 0 | 0 | 0 | 10183.9808 | 67 | 15 | Fall
2018-03-08 16:00 | 935.6701 | 230.9902 | 220.7682 | 1391.9895 | 1104.363 | 0 | 124.3797 | 793.1818 | 385.0428 | 791.0117 | 2305.3861 | 0 | 5.3028 | 0.0055733 | 0 | 1.9724 | 0 | 0 | 1728.0645 | 0 | 0 | 0 | 10018.1282 | 67 | 16 | Fall
2018-03-08 17:00 | 930.3429 | 229.6541 | 271.0794 | 1623.9529 | 1185.6678 | 0 | 126.1341 | 708.3256 | 352.7128 | 627.9959 | 2218.8984 | 0 | 6.528 | 0.0057215 | 0 | 2.4282 | 0 | 0 | 1703.214 | 0 | 0 | 0 | 9986.9398 | 67 | 17 | Fall
2018-03-08 18:00 | 955.6949 | 222.3741 | 377.0226 | 1797.9532 | 1288.4892 | 0 | 131.4942 | 600.823 | 338.6928 | 600.9479 | 2147.8031 | 0 | 5.0221 | 0.0058091 | 0 | 1.868 | 0 | 0 | 1692.5554 | 0 | 0 | 0 | 10160.7462 | 67 | 18 | Fall
2018-03-08 19:00 | 1051.1878 | 213.0181 | 527.7554 | 1954.9368 | 1309.893 | 0 | 147.0415 | 512.0818 | 456.3934 | 579.9604 | 1949.5547 | 0 | 2.7146 | 0.0057213 | 0 | 1.0097 | 0 | 0 | 1692.7868 | 0 | 0 | 0 | 10398.3396 | 67 | 19 | Fall
2018-03-08 20:00 | 1117.2507 | 203.7685 | 687.4608 | 1907.1661 | 1270.1774 | 0 | 150.5218 | 440.9114 | 433.8179 | 541.8876 | 1862.2369 | 0 | 2.0852 | 0.0056422 | 0 | 0.77562 | 0 | 0 | 1676.7475 | 0 | 0 | 0 | 10294.8129 | 67 | 20 | Fall
2018-03-08 21:00 | 1193.6738 | 200.8621 | 771.759 | 1834.0172 | 1218.1357 | 0 | 149.9006 | 384.6677 | 416.262 | 441.4814 | 1767.361 | 0 | 1.5725 | 0.0055528 | 0 | 0.58492 | 0 | 0 | 1648.8613 | 0 | 0 | 0 | 10029.1449 | 67 | 21 | Fall
2018-03-08 22:00 | 1287.0869 | 202.5671 | 656.3329 | 1712.7236 | 1152.3585 | 0 | 87.0037 | 340.9024 | 384.679 | 353.9393 | 1678.2702 | 0 | 1.012 | 0.0053406 | 0 | 0.37644 | 0 | 0 | 1574.929 | 0 | 0 | 0 | 9432.1866 | 67 | 22 | Fall
2018-03-08 23:00 | 1378.563 | 205.0671 | 322.4828 | 1398.8682 | 994.5119 | 0 | 91.9377 | 319.2378 | 331.3634 | 289.248 | 1615.7561 | 0 | 0.71447 | 0.0058339 | 0 | 0.26575 | 0 | 0 | 1527.6542 | 0 | 0 | 0 | 8475.6764 | 67 | 23 | Fall
2018-03-09 | 1470.9684 | 210.8016 | 134.7942 | 1025.4988 | 911.0193 | 0 | 101.9061 | 305.6996 | 297.3906 | 250.9663 | 1570.2167 | 0 | 0.3722 | 0.0058259 | 0 | 0.13844 | 0 | 0 | 1418.7185 | 0 | 0 | 0 | 7698.4968 | 68 | 0 | Winter
2018-03-09 01:00 | 1567.2396 | 218.5551 | 86.2779 | 710.0889 | 881.6124 | 0 | 111.6307 | 271.5761 | 279.5245 | 207.9984 | 1506.1533 | 0 | 0.23393 | 0.005688 | 0 | 0.087012 | 0 | 0 | 1394.9356 | 0 | 0 | 0 | 7235.9191 | 68 | 1 | Winter
2018-03-09 02:00 | 1641.9601 | 238.3295 | 79.4069 | 564.3343 | 866.4193 | 0 | 108.4659 | 255.262 | 269.2631 | 180.494 | 1478.7407 | 0 | 0.10931 | 0.0051172 | 0 | 0.040659 | 0 | 0 | 1410.7204 | 0 | 0 | 0 | 7093.5513 | 68 | 2 | Winter
2018-03-09 03:00 | 1769.1042 | 249.8928 | 77.7954 | 498.0199 | 859.3132 | 0 | 117.8996 | 261.2848 | 266.4351 | 171.7386 | 1445.3137 | 0 | 0.14025 | 0.0051847 | 0 | 0.052168 | 0 | 0 | 1390.1547 | 0 | 0 | 0 | 7107.1497 | 68 | 3 | Winter
2018-03-09 04:00 | 1898.8794 | 263.5578 | 77.7954 | 509.9508 | 860.1594 | 0 | 139.4633 | 276.9174 | 267.7569 | 175.425 | 1409.2703 | 0 | 0.076327 | 0.005348 | 0 | 0.02839 | 0 | 0 | 1410.0637 | 0 | 0 | 0 | 7289.3494 | 68 | 4 | Winter
2018-03-09 05:00 | 2072.6403 | 288.608 | 78.118 | 629.8931 | 878.4467 | 0 | 169.9129 | 303.104 | 278.5651 | 207.9471 | 1411.641 | 0 | 0.3195 | 0.0055558 | 0 | 0.11884 | 0 | 0 | 1524.073 | 0 | 0 | 0 | 7843.3932 | 68 | 5 | Winter
2018-03-09 06:00 | 2226.9795 | 312.499 | 90.938 | 1011.1477 | 905.0561 | 0 | 227.4633 | 370.1698 | 308.9087 | 265.5385 | 1471.3644 | 0 | 0.84351 | 0.0055307 | 0 | 0.31375 | 0 | 0 | 1551.6066 | 0 | 0 | 0 | 8742.8343 | 68 | 6 | Winter
2018-03-09 07:00 | 2304.6726 | 322.6045 | 184.7914 | 1413.8639 | 961.9272 | 0 | 404.3626 | 471.0768 | 265.9582 | 350.7317 | 1781.3974 | 0 | 1.576 | 0.0054377 | 0 | 0.5862 | 0 | 0 | 1634.2611 | 0 | 0 | 0 | 10097.8151 | 68 | 7 | Winter
2018-03-09 08:00 | 2237.7352 | 310.6347 | 254.0599 | 1474.7892 | 1034.9908 | 0 | 365.5176 | 551.9864 | 282.7219 | 478.8975 | 2020.5106 | 0 | 1.7422 | 0.004823 | 0 | 0.64804 | 0 | 0 | 1735.7602 | 0 | 0 | 0 | 10749.9992 | 68 | 8 | Winter
2018-03-09 09:00 | 2092.2628 | 290.1785 | 255.8006 | 1555.0775 | 1076.6004 | 0 | 322.0893 | 610.4605 | 373.5291 | 728.7607 | 2263.4399 | 0 | 1.6535 | 0.0055803 | 0 | 0.61503 | 0 | 0 | 1844.4489 | 0 | 0 | 0 | 11414.9224 | 68 | 9 | Winter
2018-03-09 10:00 | 1885.8993 | 272.2023 | 250.731 | 1623.2998 | 1102.0404 | 0 | 283.312 | 665.049 | 428.1539 | 842.1783 | 2475.5218 | 0 | 1.8809 | 0.0056681 | 0 | 0.69963 | 0 | 0 | 1845.1223 | 0 | 0 | 0 | 11676.0963 | 68 | 10 | Winter
2018-03-09 11:00 | 1718.2552 | 254.3872 | 235.1286 | 1626.6758 | 1101.7839 | 0 | 246.9745 | 708.6539 | 455.0525 | 899.3883 | 2639.1871 | 0 | 2.3152 | 0.0056621 | 0 | 0.86117 | 0 | 0 | 1871.1499 | 0 | 0 | 0 | 11759.8189 | 68 | 11 | Winter
2018-03-09 12:00 | 1564.2742 | 238.0307 | 217.471 | 1595.993 | 1102.9253 | 0 | 209.624 | 749.0755 | 462.2472 | 924.2958 | 2690.1353 | 0 | 2.669 | 0.0057668 | 0 | 0.99274 | 0 | 0 | 1901.2226 | 0 | 0 | 0 | 11658.962 | 68 | 12 | Winter
2018-03-09 13:00 | 1433.0715 | 220.4076 | 209.6454 | 1475.9392 | 1110.8011 | 0 | 183.7295 | 796.0218 | 458.6161 | 909.3519 | 2668.8029 | 0 | 2.7169 | 0.0057109 | 0 | 1.0106 | 0 | 0 | 1911.913 | 0 | 0 | 0 | 11382.0333 | 68 | 13 | Winter
2018-03-09 14:00 | 1233.8261 | 225.8547 | 202.3892 | 1368.2163 | 1078.5206 | 0 | 162.2529 | 831.2223 | 444.7996 | 876.0741 | 2591.1365 | 0 | 3.1111 | 0.0057647 | 0 | 1.1572 | 0 | 0 | 1919.3131 | 0 | 0 | 0 | 10937.8793 | 68 | 14 | Winter
2018-03-09 15:00 | 1117.6989 | 251.8751 | 204.7622 | 1354.006 | 1065.5965 | 0 | 145.7946 | 827.2325 | 418.3241 | 827.064 | 2458.6795 | 0 | 4.2455 | 0.0058795 | 0 | 1.5791 | 0 | 0 | 1886.7915 | 0 | 0 | 0 | 10563.6555 | 68 | 15 | Winter
2018-03-09 16:00 | 1041.6747 | 290.0537 | 225.571 | 1413.6092 | 1106.6676 | 0 | 141.0279 | 811.64 | 385.0424 | 793.5284 | 2330.3807 | 0 | 5.7129 | 0.0059832 | 0 | 2.1249 | 0 | 0 | 1862.9619 | 0 | 0 | 0 | 10410.0013 | 68 | 16 | Winter
2018-03-09 17:00 | 1025.7724 | 312.8929 | 275.1639 | 1654.6396 | 1187.0004 | 0 | 143.9907 | 751.8871 | 352.7127 | 627.5403 | 2231.4381 | 0 | 6.9505 | 0.0061618 | 0 | 2.5853 | 0 | 0 | 1815.0795 | 0 | 0 | 0 | 10387.6596 | 68 | 17 | Winter
2018-03-09 18:00 | 1055.9131 | 304.9174 | 378.945 | 1892.4114 | 1286.8572 | 0 | 154.0234 | 638.119 | 338.674 | 603.8709 | 2150.4236 | 0 | 5.4097 | 0.0062201 | 0 | 2.0122 | 0 | 0 | 1824.5758 | 0 | 0 | 0 | 10636.159 | 68 | 18 | Winter
2018-03-09 19:00 | 1163.7984 | 291.3523 | 530.8754 | 1917.251 | 1308.9175 | 0 | 176.5258 | 539.4124 | 456.3815 | 583.7596 | 1942.5304 | 0 | 2.9624 | 0.0061942 | 0 | 1.1019 | 0 | 0 | 1849.3004 | 0 | 0 | 0 | 10764.1752 | 68 | 19 | Winter
2018-03-09 20:00 | 1265.0951 | 270.7699 | 691.2204 | 1859.599 | 1271.0744 | 0 | 188.0069 | 458.3188 | 433.8131 | 543.839 | 1847.9887 | 0 | 2.2779 | 0.0061721 | 0 | 0.84728 | 0 | 0 | 1834.0271 | 0 | 0 | 0 | 10666.8837 | 68 | 20 | Winter
2018-03-09 21:00 | 1390.2561 | 261.5772 | 775.4655 | 1871.8633 | 1219.7735 | 0 | 190.9217 | 390.8823 | 416.2357 | 444.1905 | 1750.3133 | 0 | 1.7278 | 0.0060434 | 0 | 0.64269 | 0 | 0 | 1812.3583 | 0 | 0 | 0 | 10526.2139 | 68 | 21 | Winter
2018-03-09 22:00 | 1518.2683 | 261.8632 | 660.4065 | 1748.0592 | 1153.1024 | 0 | 119.6469 | 345.5702 | 384.597 | 354.8983 | 1662.5902 | 0 | 1.107 | 0.0057974 | 0 | 0.41176 | 0 | 0 | 1724.0307 | 0 | 0 | 0 | 9934.5573 | 68 | 22 | Winter
2018-03-09 23:00 | 1678.5139 | 265.0447 | 324.5313 | 1424.0383 | 995.197 | 0 | 134.6402 | 324.1761 | 331.1797 | 292.8266 | 1606.9977 | 0 | 0.78017 | 0.0057344 | 0 | 0.29019 | 0 | 0 | 1668.2155 | 0 | 0 | 0 | 9046.4373 | 68 | 23 | Winter
2018-03-10 | 1839.7077 | 276.0505 | 135.5583 | 1045.1677 | 911.5731 | 0 | 153.8267 | 312.2082 | 297.0686 | 252.1853 | 1570.7655 | 0 | 0.41879 | 0.0064014 | 0 | 0.15577 | 0 | 0 | 1595.8352 | 0 | 0 | 0 | 8390.5278 | 69 | 0 | Summer
2018-03-10 01:00 | 1940.1231 | 282.6226 | 86.3832 | 702.543 | 881.8343 | 0 | 178.4038 | 296.1139 | 262.7998 | 184.9648 | 1547.7876 | 0 | 0.26577 | 0.0064169 | 0 | 0.098854 | 0 | 0 | 1587.7841 | 0 | 0 | 0 | 7951.7315 | 69 | 1 | Summer
2018-03-10 02:00 | 2033.8471 | 289.6367 | 79.4376 | 555.4873 | 866.5565 | 0 | 159.3715 | 281.9909 | 255.9752 | 170.9687 | 1557.1641 | 0 | 0.12438 | 0.0063968 | 0 | 0.046264 | 0 | 0 | 1603.9023 | 0 | 0 | 0 | 7854.515 | 69 | 2 | Summer
2018-03-10 03:00 | 2193.5311 | 299.2435 | 77.3015 | 498.885 | 859.3433 | 0 | 169.5978 | 282.8833 | 250.1968 | 174.4131 | 1530.9542 | 0 | 0.16004 | 0.0063911 | 0 | 0.059527 | 0 | 0 | 1587.5818 | 0 | 0 | 0 | 7924.1574 | 69 | 3 | Summer
2018-03-10 04:00 | 2331.6741 | 309.994 | 77.3015 | 476.747 | 860.1802 | 0 | 187.1339 | 293.2967 | 248.3003 | 191.6385 | 1497.1429 | 0 | 0.087126 | 0.0065673 | 0 | 0.032407 | 0 | 0 | 1618.3712 | 0 | 0 | 0 | 8091.9064 | 69 | 4 | Summer
2018-03-10 05:00 | 2481.8273 | 321.7906 | 77.9936 | 495.0285 | 877.5427 | 0 | 210.867 | 308.2869 | 250.4716 | 208.84 | 1449.9068 | 0 | 0.35887 | 0.0066689 | 0 | 0.13348 | 0 | 0 | 1711.0906 | 0 | 0 | 0 | 8394.1447 | 69 | 5 | Summer
2018-03-10 06:00 | 2611.0966 | 331.4363 | 84.3388 | 635.5654 | 899.4364 | 0 | 278.7959 | 339.3646 | 255.7728 | 242.0725 | 1396.508 | 0 | 0.91776 | 0.0058808 | 0 | 0.34137 | 0 | 0 | 1688.6974 | 0 | 0 | 0 | 8764.3498 | 69 | 6 | Summer
2018-03-10 07:00 | 2690.9865 | 339.6889 | 124.6181 | 897.8146 | 930.0874 | 0 | 447.2412 | 406.669 | 172.497 | 299.322 | 1505.2127 | 0 | 1.6594 | 0.0057017 | 0 | 0.61722 | 0 | 0 | 1721.8644 | 0 | 0 | 0 | 9538.2843 | 69 | 7 | Summer
2018-03-10 08:00 | 2474.8906 | 330.6895 | 198.6307 | 1265.0114 | 993.6287 | 0 | 369.6189 | 444.4671 | 144.6223 | 343.4709 | 1486.0485 | 0 | 1.7792 | 0.0049289 | 0 | 0.66178 | 0 | 0 | 1773.5836 | 0 | 0 | 0 | 9827.108 | 69 | 8 | Summer
2018-03-10 09:00 | 2080.523 | 317.7862 | 268.9184 | 1609.3519 | 1083.0407 | 0 | 294.536 | 498.39 | 189.3831 | 494.1206 | 1459.9881 | 0 | 1.6446 | 0.0055149 | 0 | 0.61174 | 0 | 0 | 1834.3524 | 0 | 0 | 0 | 10132.6523 | 69 | 9 | Summer
2018-03-10 10:00 | 1716.5557 | 313.9651 | 305.7935 | 1738.9326 | 1133.3281 | 0 | 230.4173 | 578.3112 | 216.2907 | 556.9674 | 1471.5645 | 0 | 1.8301 | 0.0055714 | 0 | 0.68073 | 0 | 0 | 1795.285 | 0 | 0 | 0 | 10059.9274 | 69 | 10 | Summer
2018-03-10 11:00 | 1394.8847 | 303.1517 | 303.0819 | 1759.2757 | 1141.4103 | 0 | 176.0708 | 655.04 | 230.3457 | 593.9783 | 1533.5512 | 0 | 2.2154 | 0.0055392 | 0 | 0.82402 | 0 | 0 | 1790.1935 | 0 | 0 | 0 | 9884.0288 | 69 | 11 | Summer
2018-03-10 12:00 | 1178.1657 | 342.7541 | 278.6175 | 1782.8182 | 1143.2372 | 0 | 142.6686 | 721.1899 | 237.352 | 631.9588 | 1574.19 | 0 | 2.5144 | 0.0048705 | 0 | 0.93524 | 0 | 0 | 1790.8608 | 0 | 0 | 0 | 9827.2674 | 69 | 12 | Summer
2018-03-10 13:00 | 1014.1076 | 383.2049 | 263.581 | 1818.7793 | 1150.3516 | 0 | 119.0534 | 764.3026 | 239.1115 | 651.0121 | 1597.9018 | 0 | 2.5172 | 0.0054965 | 0 | 0.93629 | 0 | 0 | 1771.1344 | 0 | 0 | 0 | 9775.999 | 69 | 13 | Summer
2018-03-10 14:00 | 816.5688 | 407.3879 | 255.0491 | 1658.6594 | 1120.4597 | 0 | 102.5451 | 780.662 | 238.5164 | 668.588 | 1609.9614 | 0 | 2.8556 | 0.0055015 | 0 | 1.0622 | 0 | 0 | 1761.3922 | 0 | 0 | 0 | 9423.7132 | 69 | 14 | Summer
2018-03-10 15:00 | 695.5581 | 419.6559 | 261.449 | 1621.7951 | 1107.0931 | 0 | 92.2189 | 766.3742 | 234.9383 | 669.9773 | 1631.1355 | 0 | 3.8469 | 0.0055259 | 0 | 1.4309 | 0 | 0 | 1709.2107 | 0 | 0 | 0 | 9214.6895 | 69 | 15 | Summer
2018-03-10 16:00 | 642.247 | 399.4061 | 279.6767 | 1637.2176 | 1152.1231 | 0 | 91.7436 | 731.6603 | 229.9111 | 655.9435 | 1678.883 | 0 | 5.0855 | 0.0055813 | 0 | 1.8916 | 0 | 0 | 1658.0136 | 0 | 0 | 0 | 9163.8084 | 69 | 16 | Summer
2018-03-10 17:00 | 638.2323 | 375.6631 | 324.2702 | 1810.1145 | 1231.3183 | 0 | 95.8143 | 683.0255 | 225.8078 | 547.4084 | 1741.6208 | 0 | 6.1875 | 0.0050926 | 0 | 2.3015 | 0 | 0 | 1615.5311 | 0 | 0 | 0 | 9297.3003 | 69 | 17 | Summer
2018-03-10 18:00 | 683.1008 | 363.921 | 415.3894 | 1963.1462 | 1321.0729 | 0 | 106.1451 | 609.154 | 241.6074 | 530.0487 | 1803.5482 | 0 | 4.9119 | 0.0060266 | 0 | 1.827 | 0 | 0 | 1656.4542 | 0 | 0 | 0 | 9700.3329 | 69 | 18 | Summer
2018-03-10 19:00 | 816.1101 | 335.4089 | 558.0567 | 2004.9707 | 1331.7062 | 0 | 133.9379 | 538.8193 | 381.4775 | 502.855 | 1709.4431 | 0 | 2.7136 | 0.0060129 | 0 | 1.0093 | 0 | 0 | 1693.4243 | 0 | 0 | 0 | 10009.9386 | 69 | 19 | Summer
2018-03-10 20:00 | 948.8986 | 322.4688 | 727.0347 | 1937.1333 | 1291.7451 | 0 | 159.0426 | 482.0903 | 385.5904 | 456.4597 | 1699.4077 | 0 | 2.1152 | 0.0060501 | 0 | 0.78677 | 0 | 0 | 1702.7841 | 0 | 0 | 0 | 10115.5633 | 69 | 20 | Summer
2018-03-10 21:00 | 1067.4147 | 319.2666 | 806.4279 | 1823.5252 | 1233.2064 | 0 | 173.5514 | 440.8106 | 382.351 | 402.5972 | 1680.8259 | 0 | 1.6404 | 0.0060619 | 0 | 0.61016 | 0 | 0 | 1720.7501 | 0 | 0 | 0 | 10052.9836 | 69 | 21 | Summer
2018-03-10 22:00 | 1156.0429 | 300.671 | 686.2101 | 1664.096 | 1165.7414 | 0 | 106.1115 | 380.7852 | 359.3392 | 346.2345 | 1637.0345 | 0 | 1.0659 | 0.0059132 | 0 | 0.39649 | 0 | 0 | 1659.8248 | 0 | 0 | 0 | 9463.5593 | 69 | 22 | Summer
2018-03-10 23:00 | 1251.8949 | 282.8613 | 352.7622 | 1404.0977 | 1009.7693 | 0 | 109.8182 | 345.9619 | 310.6487 | 279.7316 | 1581.5595 | 0 | 0.75961 | 0.005931 | 0 | 0.28254 | 0 | 0 | 1624.5234 | 0 | 0 | 0 | 8554.6767 | 69 | 23 | Summer
2018-03-11 | 1368.7192 | 281.8276 | 146.6102 | 1007.935 | 920.2962 | 0 | 118.5771 | 316.3872 | 276.083 | 219.222 | 1542.7824 | 0 | 1.0422 | 0.007925 | 0 | 0.38766 | 0 | 0 | 1181.3984 | 0 | 0 | 0 | 7381.2761 | 70 | 0 | Fall
2018-03-11 01:00 | 1466.5826 | 277.3796 | 88.9208 | 689.829 | 885.8262 | 0 | 96.0848 | 275.3626 | 246.2238 | 175.3369 | 1436.644 | 0 | 0.41415 | 0.0079078 | 0 | 0.15405 | 0 | 0 | 1172.2129 | 0 | 0 | 0 | 6810.9793 | 70 | 1 | Fall
2018-03-11 02:00 | 1580.0762 | 283.21 | 79.943 | 550.8945 | 867.9575 | 0 | 113.1664 | 278.1632 | 241.1178 | 178.2784 | 1430.7921 | 0 | 0.35311 | 0.0086822 | 0 | 0.13134 | 0 | 0 | 1116.9959 | 0 | 0 | 0 | 6721.088 | 70 | 2 | Fall
2018-03-11 03:00 | 1755.3607 | 288.5586 | 77.3015 | 492.977 | 859.8781 | 0 | 134.1174 | 279.7642 | 237.6324 | 196.3978 | 1387.7021 | 0 | 0.25292 | 0.0088993 | 0 | 0.094074 | 0 | 0 | 1074.4476 | 0 | 0 | 0 | 6784.4933 | 70 | 3 | Fall
2018-03-11 04:00 | 1877.8243 | 293.2425 | 77.3015 | 481.4874 | 860.2262 | 0 | 147.4471 | 287.305 | 242.2733 | 216.67 | 1354.8697 | 0 | 0.048723 | 0.0088033 | 0 | 0.018123 | 0 | 0 | 1079.6801 | 0 | 0 | 0 | 6918.4027 | 70 | 4 | Fall
2018-03-11 05:00 | 2014.7678 | 300.9678 | 78.0177 | 511.4424 | 877.5085 | 0 | 195.7808 | 326.9128 | 251.3872 | 247.9357 | 1320.1457 | 0 | 0.15366 | 0.0089524 | 0 | 0.057154 | 0 | 0 | 1109.76 | 0 | 0 | 0 | 7234.8462 | 70 | 5 | Fall
2018-03-11 06:00 | 2145.8102 | 308.0958 | 84.6495 | 643.4051 | 899.5457 | 0 | 348.8376 | 367.7173 | 264.4863 | 301.2048 | 1265.2003 | 0 | 0.31109 | 0.0080875 | 0 | 0.11571 | 0 | 0 | 1058.2063 | 0 | 0 | 0 | 7687.5938 | 70 | 6 | Fall
2018-03-11 07:00 | 2227.7952 | 312.487 | 126.3588 | 947.6371 | 930.8707 | 0 | 320.4804 | 384.8075 | 182.6723 | 336.5617 | 1235.8067 | 0 | 0.53971 | 0.0081138 | 0 | 0.20075 | 0 | 0 | 1040.1762 | 0 | 0 | 0 | 8046.4021 | 70 | 7 | Fall
2018-03-11 08:00 | 2058.5251 | 301.5782 | 203.5665 | 1298.6797 | 996.4819 | 0 | 292.4758 | 399.8978 | 137.9289 | 482.9235 | 1275.7444 | 0 | 0.99476 | 0.0065702 | 0 | 0.37001 | 0 | 0 | 1011.6014 | 0 | 0 | 0 | 8460.7747 | 70 | 8 | Fall
2018-03-11 09:00 | 1819.8192 | 295.2736 | 274.32 | 1608.7329 | 1085.1818 | 0 | 246.0658 | 442.8043 | 158.1587 | 525.853 | 1293.7131 | 0 | 1.7175 | 0.006478 | 0 | 0.63883 | 0 | 0 | 986.7038 | 0 | 0 | 0 | 8738.9891 | 70 | 9 | Fall
2018-03-11 10:00 | 1601.9795 | 294.18 | 309.0261 | 1716.2776 | 1135.9881 | 0 | 210.3295 | 483.914 | 177.2739 | 553.1196 | 1309.5744 | 0 | 2.2284 | 0.0064165 | 0 | 0.82888 | 0 | 0 | 939.1982 | 0 | 0 | 0 | 8733.9246 | 70 | 10 | Fall
2018-03-11 11:00 | 1406.2594 | 301.0879 | 304.5433 | 1786.7609 | 1142.4771 | 0 | 178.9905 | 517.099 | 191.8208 | 584.557 | 1337.8689 | 0 | 2.8602 | 0.0063299 | 0 | 1.0639 | 0 | 0 | 955.2563 | 0 | 0 | 0 | 8710.6516 | 70 | 11 | Fall
2018-03-11 12:00 | 1247.2933 | 335.9141 | 280.0034 | 1749.6147 | 1145.8713 | 0 | 151.8664 | 550.7204 | 200.512 | 603.4899 | 1390.8021 | 0 | 3.5384 | 0.0063684 | 0 | 1.3161 | 0 | 0 | 938.167 | 0 | 0 | 0 | 8599.1155 | 70 | 12 | Fall
2018-03-11 13:00 | 1104.8688 | 347.9567 | 264.6666 | 1747.3416 | 1152.9472 | 0 | 129.5126 | 572.4346 | 204.1428 | 616.8921 | 1432.3599 | 0 | 3.6495 | 0.0063586 | 0 | 1.3575 | 0 | 0 | 943.129 | 0 | 0 | 0 | 8521.2651 | 70 | 13 | Fall
2018-03-11 14:00 | 930.0289 | 339.9242 | 257.2233 | 1668.4758 | 1122.2803 | 0 | 112.3247 | 571.609 | 202.0859 | 626.3557 | 1477.5118 | 0 | 3.7567 | 0.0063288 | 0 | 1.3974 | 0 | 0 | 938.0638 | 0 | 0 | 0 | 8251.0438 | 70 | 14 | Fall
2018-03-11 15:00 | 817.7379 | 346.1861 | 262.294 | 1616.3519 | 1108.4564 | 0 | 100.4832 | 558.8502 | 194.6806 | 621.3864 | 1516.5853 | 0 | 3.9663 | 0.0064169 | 0 | 1.4753 | 0 | 0 | 924.3822 | 0 | 0 | 0 | 8072.8422 | 70 | 15 | Fall
2018-03-11 16:00 | 758.3152 | 356.3723 | 277.4233 | 1624.7767 | 1151.4397 | 0 | 96.0252 | 541.1205 | 185.3981 | 520.6587 | 1545.832 | 0 | 4.4675 | 0.0064721 | 0 | 1.6617 | 0 | 0 | 921.5594 | 0 | 0 | 0 | 7985.0568 | 70 | 16 | Fall
2018-03-11 17:00 | 753.2279 | 339.4747 | 321.6887 | 1774.9032 | 1230.6083 | 0 | 97.73 | 489.7866 | 175.184 | 508.3884 | 1571.18 | 0 | 4.046 | 0.0058381 | 0 | 1.5049 | 0 | 0 | 894.5281 | 0 | 0 | 0 | 8162.2567 | 70 | 17 | Fall
2018-03-11 18:00 | 772.2774 | 293.6095 | 414.83 | 1932.8424 | 1322.7338 | 0 | 108.655 | 442.7297 | 178.3352 | 484.4724 | 1583.9365 | 0 | 5.0188 | 0.0066838 | 0 | 1.8668 | 0 | 0 | 943.2254 | 0 | 0 | 0 | 8484.5396 | 70 | 18 | Fall
2018-03-11 19:00 | 857.3397 | 265.8654 | 560.267 | 1971.0205 | 1333.8746 | 0 | 126.2729 | 402.4014 | 301.871 | 446.099 | 1561.8899 | 0 | 4.948 | 0.0066535 | 0 | 1.8405 | 0 | 0 | 947.6887 | 0 | 0 | 0 | 8781.3853 | 70 | 19 | Fall
2018-03-11 20:00 | 945.9321 | 246.97 | 727.6907 | 1895.0687 | 1291.9186 | 0 | 140.287 | 376.5633 | 303.6159 | 395.877 | 1527.7768 | 0 | 4.1708 | 0.0065908 | 0 | 1.5514 | 0 | 0 | 958.4729 | 0 | 0 | 0 | 8815.9019 | 70 | 20 | Fall
2018-03-11 21:00 | 1033.4235 | 246.5108 | 807.7449 | 1830.9298 | 1232.999 | 0 | 86.6851 | 340.6672 | 292.2346 | 343.7373 | 1478.6656 | 0 | 3.4788 | 0.006552 | 0 | 1.294 | 0 | 0 | 962.2432 | 0 | 0 | 0 | 8660.6204 | 70 | 21 | Fall
2018-03-11 22:00 | 1140.6951 | 246.5182 | 689.6974 | 1714.9236 | 1165.8101 | 0 | 100.8506 | 329.5798 | 280.3088 | 278.011 | 1425.497 | 0 | 2.7879 | 0.0080722 | 0 | 1.037 | 0 | 0 | 1026.9531 | 0 | 0 | 0 | 8402.6779 | 70 | 22 | Fall
2018-03-11 23:00 | 1251.0784 | 223.5683 | 355.2692 | 1381.4479 | 1009.5097 | 0 | 114.0763 | 313.709 | 267.4478 | 223.5652 | 1387.8625 | 0 | 1.9237 | 0.0081077 | 0 | 0.71555 | 0 | 0 | 1113.4971 | 0 | 0 | 0 | 7643.6789 | 70 | 23 | Fall
2018-03-12 | 1357.8114 | 219.4223 | 147.4965 | 1032.6451 | 920.8403 | 0 | 120.9973 | 284.5925 | 254.282 | 187.1033 | 1415.5104 | 0 | 0.97936 | 0.0078951 | 0 | 0.36428 | 0 | 0 | 1110.3422 | 0 | 0 | 0 | 7052.3947 | 71 | 0 | Winter
2018-03-12 01:00 | 1430.3601 | 225.994 | 79.8848 | 556.0063 | 867.765 | 0 | 113.7914 | 262.9592 | 269.2645 | 183.8312 | 1478.6466 | 0 | 0.39068 | 0.0065669 | 0 | 0.14532 | 0 | 0 | 1107.0701 | 0 | 0 | 0 | 6576.1158 | 71 | 1 | Winter
2018-03-12 02:00 | 1589.9092 | 232.6682 | 77.7954 | 487.5807 | 859.8331 | 0 | 125.457 | 267.5509 | 266.4335 | 170.8227 | 1445.5446 | 0 | 0.32903 | 0.0079836 | 0 | 0.12239 | 0 | 0 | 1042.4234 | 0 | 0 | 0 | 6566.4781 | 71 | 2 | Winter
2018-03-12 03:00 | 1724.2686 | 245.6809 | 77.7954 | 505.694 | 860.2569 | 0 | 141.614 | 285.3634 | 267.755 | 174.0107 | 1409.419 | 0 | 0.23145 | 0.0080558 | 0 | 0.086089 | 0 | 0 | 983.6379 | 0 | 0 | 0 | 6675.8213 | 71 | 3 | Winter
2018-03-12 04:00 | 1872.8343 | 258.2898 | 78.1088 | 637.5173 | 878.3167 | 0 | 167.0661 | 315.0309 | 278.5289 | 206.4336 | 1411.5797 | 0 | 0.044408 | 0.0080814 | 0 | 0.016518 | 0 | 0 | 980.815 | 0 | 0 | 0 | 7084.5901 | 71 | 4 | Winter
2018-03-12 05:00 | 1983.2347 | 266.6358 | 90.364 | 1001.7512 | 904.7546 | 0 | 215.8168 | 389.7593 | 308.6883 | 264.1537 | 1471.0486 | 0 | 0.13796 | 0.0077916 | 0 | 0.051316 | 0 | 0 | 993.3899 | 0 | 0 | 0 | 7889.794 | 71 | 5 | Winter
2018-03-12 06:00 | 2067.6585 | 272.6301 | 183.9264 | 1397.4648 | 961.2511 | 0 | 362.1492 | 499.9309 | 362.4822 | 350.2134 | 1780.761 | 0 | 0.28422 | 0.0064431 | 0 | 0.10572 | 0 | 0 | 964.68 | 0 | 0 | 0 | 9203.5441 | 71 | 6 | Winter
2018-03-12 07:00 | 2128.567 | 277.7252 | 256.6659 | 1510.4503 | 1035.1156 | 0 | 354.403 | 591.2895 | 344.23 | 478.57 | 2019.6483 | 0 | 0.50324 | 0.0066585 | 0 | 0.18718 | 0 | 0 | 969.4537 | 0 | 0 | 0 | 9966.8156 | 71 | 7 | Winter
2018-03-12 08:00 | 1949.8981 | 267.9191 | 260.7358 | 1535.2221 | 1078.7439 | 0 | 307.453 | 661.9656 | 373.1925 | 727.3655 | 2262.3134 | 0 | 0.94417 | 0.0059804 | 0 | 0.35119 | 0 | 0 | 959.7249 | 0 | 0 | 0 | 10385.8353 | 71 | 8 | Winter
2018-03-12 09:00 | 1606.1779 | 245.6584 | 253.4807 | 1568.477 | 1101.9889 | 0 | 231.5103 | 751.2813 | 427.9549 | 840.2911 | 2474.8876 | 0 | 1.6513 | 0.0059664 | 0 | 0.61421 | 0 | 0 | 949.0868 | 0 | 0 | 0 | 10453.0664 | 71 | 9 | Winter
2018-03-12 10:00 | 1296.5161 | 238.3171 | 236.7865 | 1645.3244 | 1101.2021 | 0 | 167.0453 | 850.4304 | 455.032 | 896.4109 | 2638.8292 | 0 | 2.1903 | 0.0059519 | 0 | 0.81469 | 0 | 0 | 923.4261 | 0 | 0 | 0 | 10452.3311 | 71 | 10 | Winter
2018-03-12 11:00 | 1075.9278 | 275.2376 | 220.0816 | 1585.7209 | 1103.7981 | 0 | 123.8282 | 926.5681 | 462.2699 | 925.5925 | 2689.9765 | 0 | 2.8946 | 0.0065856 | 0 | 1.0767 | 0 | 0 | 966.6716 | 0 | 0 | 0 | 10359.6506 | 71 | 11 | Winter
2018-03-12 12:00 | 905.7678 | 337.4047 | 210.0258 | 1508.5739 | 1111.2823 | 0 | 98.6332 | 984.3305 | 458.6284 | 909.4688 | 2668.6977 | 0 | 3.6294 | 0.0065142 | 0 | 1.35 | 0 | 0 | 962.243 | 0 | 0 | 0 | 10160.0422 | 71 | 12 | Winter
2018-03-12 13:00 | 750.9535 | 394.7607 | 201.3963 | 1346.1687 | 1077.6993 | 0 | 87.1158 | 1004.4608 | 444.9337 | 872.2183 | 2591.0355 | 0 | 3.8075 | 0.0065154 | 0 | 1.4163 | 0 | 0 | 984.0369 | 0 | 0 | 0 | 9760.01 | 71 | 13 | Winter
2018-03-12 14:00 | 628.2013 | 442.8678 | 205.0217 | 1310.1145 | 1065.6273 | 0 | 76.011 | 995.7034 | 418.6017 | 824.3547 | 2458.7766 | 0 | 3.9569 | 0.0065593 | 0 | 1.4718 | 0 | 0 | 987.9761 | 0 | 0 | 0 | 9418.6915 | 71 | 14 | Winter
2018-03-12 15:00 | 545.8594 | 501.9517 | 225.4076 | 1395.2825 | 1106.5092 | 0 | 70.4689 | 969.1787 | 385.4904 | 791.9129 | 2330.8758 | 0 | 4.2252 | 0.0065968 | 0 | 1.5716 | 0 | 0 | 984.7226 | 0 | 0 | 0 | 9313.4631 | 71 | 15 | Winter
2018-03-12 16:00 | 540.6658 | 560.7413 | 275.3934 | 1601.6122 | 1189.1169 | 0 | 72.2874 | 902.5915 | 352.9692 | 626.8806 | 2232.0612 | 0 | 4.8189 | 0.0080893 | 0 | 1.7924 | 0 | 0 | 994.0413 | 0 | 0 | 0 | 9354.9803 | 71 | 16 | Winter
2018-03-12 17:00 | 534.08 | 567.5956 | 376.7327 | 1847.7475 | 1286.5264 | 0 | 75.6883 | 795.181 | 320.6486 | 600.9741 | 2151.2535 | 0 | 4.3105 | 0.0067009 | 0 | 1.6033 | 0 | 0 | 953.1202 | 0 | 0 | 0 | 9515.4685 | 71 | 17 | Winter
2018-03-12 18:00 | 556.9724 | 489.9201 | 525.667 | 1919.6717 | 1308.0212 | 0 | 85.5852 | 667.7473 | 307.3748 | 580.1544 | 1943.2761 | 0 | 5.2663 | 0.0068338 | 0 | 1.9589 | 0 | 0 | 989.9051 | 0 | 0 | 0 | 9381.5274 | 71 | 18 | Winter
2018-03-12 19:00 | 624.7424 | 389.632 | 689.2802 | 1887.4025 | 1270.8235 | 0 | 96.1809 | 531.5513 | 420.3041 | 542.0236 | 1848.5402 | 0 | 5.1473 | 0.0068854 | 0 | 1.9146 | 0 | 0 | 985.7364 | 0 | 0 | 0 | 9293.2858 | 71 | 19 | Winter
2018-03-12 20:00 | 694.7491 | 351.766 | 774.348 | 1829.1336 | 1218.9553 | 0 | 100.8124 | 434.2344 | 416.442 | 443.1969 | 1750.6478 | 0 | 4.2252 | 0.0067413 | 0 | 1.5716 | 0 | 0 | 970.7887 | 0 | 0 | 0 | 8990.8777 | 71 | 20 | Winter
2018-03-12 21:00 | 767.4275 | 306.0546 | 659.3781 | 1701.2219 | 1152.9728 | 0 | 57.8432 | 375.3485 | 384.8451 | 352.5639 | 1662.745 | 0 | 3.4364 | 0.0066937 | 0 | 1.2782 | 0 | 0 | 950.0284 | 0 | 0 | 0 | 8375.1503 | 71 | 21 | Winter
2018-03-12 22:00 | 860.7093 | 267.1594 | 324.8251 | 1429.6726 | 995.0971 | 0 | 59.9946 | 342.6031 | 331.3103 | 290.4237 | 1607.0386 | 0 | 2.6521 | 0.0065799 | 0 | 0.98647 | 0 | 0 | 976.9756 | 0 | 0 | 0 | 7489.4547 | 71 | 22 | Winter
2018-03-12 23:00 | 968.7706 | 257.8396 | 136.4057 | 1022.2068 | 911.2571 | 0 | 66.3395 | 326.428 | 297.0712 | 250.1732 | 1570.8671 | 0 | 1.792 | 0.0063574 | 0 | 0.66654 | 0 | 0 | 1037.2734 | 0 | 0 | 0 | 6847.0973 | 71 | 23 | Winter
2018-03-13 | 1035.1619 | 239.407 | 86.4062 | 709.8044 | 881.5754 | 0 | 68.5543 | 280.4714 | 279.5264 | 205.0694 | 1505.9626 | 0 | 0.38379 | 0.0055078 | 0 | 0.14275 | 0 | 0 | 1463.6865 | 0 | 0 | 0 | 6756.1575 | 72 | 0 | Winter
2018-03-13 01:00 | 1094.4372 | 229.3637 | 79.3186 | 558.1689 | 866.3367 | 0 | 59.5881 | 260.4166 | 269.2645 | 180.449 | 1478.6466 | 0 | 0.24591 | 0.0054355 | 0 | 0.091468 | 0 | 0 | 1466.8563 | 0 | 0 | 0 | 6543.1891 | 72 | 1 | Winter
2018-03-13 02:00 | 1213.0745 | 230.6672 | 77.7954 | 486.0986 | 859.2863 | 0 | 69.0671 | 263.184 | 266.4335 | 172.2034 | 1445.5446 | 0 | 0.11522 | 0.0053821 | 0 | 0.042857 | 0 | 0 | 1486.989 | 0 | 0 | 0 | 6570.5069 | 72 | 2 | Winter
2018-03-13 03:00 | 1308.1834 | 228.7282 | 77.7954 | 502.4115 | 860.1505 | 0 | 80.6352 | 280.6974 | 267.755 | 173.7529 | 1409.419 | 0 | 0.15216 | 0.0061998 | 0 | 0.056598 | 0 | 0 | 1507.4251 | 0 | 0 | 0 | 6697.1685 | 72 | 3 | Winter
2018-03-13 04:00 | 1401.7862 | 228.4511 | 78.1445 | 614.564 | 878.4916 | 0 | 99.2753 | 310.6114 | 278.5289 | 207.4895 | 1411.5797 | 0 | 0.084183 | 0.0061907 | 0 | 0.031312 | 0 | 0 | 1563.3908 | 0 | 0 | 0 | 7072.4345 | 72 | 4 | Winter
2018-03-13 05:00 | 1497.6584 | 230.7983 | 91.0315 | 962.4479 | 904.8753 | 0 | 137.2549 | 384.0981 | 308.6883 | 263.4912 | 1471.0486 | 0 | 0.35564 | 0.0063122 | 0 | 0.13228 | 0 | 0 | 1694.9616 | 0 | 0 | 0 | 7946.8483 | 72 | 5 | Winter
2018-03-13 06:00 | 1594.4942 | 238.2426 | 183.4272 | 1412.9677 | 961.5293 | 0 | 274.1422 | 502.106 | 362.4822 | 350.5623 | 1780.761 | 0 | 0.90279 | 0.0055131 | 0 | 0.3358 | 0 | 0 | 1659.7766 | 0 | 0 | 0 | 9321.7355 | 72 | 6 | Winter
2018-03-13 07:00 | 1636.3547 | 243.2222 | 250.3913 | 1518.011 | 1034.1733 | 0 | 257.3375 | 605.0533 | 342.0839 | 478.29 | 2019.6483 | 0 | 1.634 | 0.0056046 | 0 | 0.60779 | 0 | 0 | 1693.5677 | 0 | 0 | 0 | 10080.3806 | 72 | 7 | Winter
2018-03-13 08:00 | 1559.2489 | 247.978 | 253.2484 | 1547.7762 | 1075.4147 | 0 | 229.96 | 674.9007 | 373.1925 | 729.7188 | 2262.3134 | 0 | 1.7724 | 0.0055316 | 0 | 0.65926 | 0 | 0 | 1764.498 | 0 | 0 | 0 | 10720.6868 | 72 | 8 | Winter
2018-03-13 09:00 | 1457.3305 | 260.6521 | 248.4302 | 1599.0162 | 1099.9777 | 0 | 200.775 | 747.0998 | 427.9549 | 837.8227 | 2474.8876 | 0 | 1.6456 | 0.0055043 | 0 | 0.6121 | 0 | 0 | 1833.9991 | 0 | 0 | 0 | 11190.2089 | 72 | 9 | Winter
2018-03-13 10:00 | 1325.4811 | 280.2681 | 233.2535 | 1638.0979 | 1099.3441 | 0 | 172.6766 | 818.994 | 455.032 | 897.2477 | 2638.8292 | 0 | 1.8416 | 0.0054478 | 0 | 0.68501 | 0 | 0 | 1805.314 | 0 | 0 | 0 | 11367.0701 | 72 | 10 | Winter
2018-03-13 11:00 | 1172.3873 | 299.6081 | 214.6776 | 1604.6774 | 1099.6625 | 0 | 139.0114 | 875.0116 | 462.2699 | 923.2086 | 2689.9765 | 0 | 2.2166 | 0.0055025 | 0 | 0.82449 | 0 | 0 | 1790.7443 | 0 | 0 | 0 | 11274.2818 | 72 | 11 | Winter
2018-03-13 12:00 | 1061.4079 | 334.632 | 205.8967 | 1509.914 | 1107.2397 | 0 | 113.1564 | 900.2517 | 458.6284 | 908.3851 | 2668.6977 | 0 | 2.5348 | 0.0055277 | 0 | 0.94285 | 0 | 0 | 1804.5497 | 0 | 0 | 0 | 11076.2425 | 72 | 12 | Winter
2018-03-13 13:00 | 940.6825 | 367.2566 | 199.3626 | 1371.0297 | 1075.7269 | 0 | 101.3776 | 888.1357 | 444.9337 | 870.3778 | 2591.0355 | 0 | 2.5605 | 0.0055576 | 0 | 0.95239 | 0 | 0 | 1800.9683 | 0 | 0 | 0 | 10654.4054 | 72 | 13 | Winter
2018-03-13 14:00 | 836.2642 | 387.3694 | 203.0013 | 1327.7551 | 1063.6435 | 0 | 88.4106 | 851.2697 | 418.6017 | 823.5665 | 2458.7766 | 0 | 2.9128 | 0.0055424 | 0 | 1.0834 | 0 | 0 | 1796.0581 | 0 | 0 | 0 | 10258.7185 | 72 | 14 | Winter
2018-03-13 15:00 | 741.3495 | 405.4553 | 223.9593 | 1386.0614 | 1105.1082 | 0 | 80.954 | 809.2957 | 385.4904 | 789.4073 | 2330.8758 | 0 | 3.9309 | 0.0055473 | 0 | 1.4621 | 0 | 0 | 1745.7964 | 0 | 0 | 0 | 10009.1518 | 72 | 15 | Winter
2018-03-13 16:00 | 698.3839 | 441.8124 | 272.0873 | 1591.8447 | 1185.0124 | 0 | 78.456 | 754.0607 | 352.9692 | 624.813 | 2232.0612 | 0 | 5.207 | 0.0056161 | 0 | 1.9368 | 0 | 0 | 1696.8402 | 0 | 0 | 0 | 9935.4905 | 72 | 16 | Winter
2018-03-13 17:00 | 672.2851 | 434.685 | 374.1546 | 1807.3087 | 1282.3438 | 0 | 79.5811 | 667.0587 | 320.6486 | 600.8639 | 2151.2535 | 0 | 6.2425 | 0.0056517 | 0 | 2.322 | 0 | 0 | 1628.6802 | 0 | 0 | 0 | 10027.4332 | 72 | 17 | Winter
2018-03-13 18:00 | 676.9285 | 392.5619 | 522.1931 | 1884.2105 | 1305.5227 | 0 | 84.9589 | 584.901 | 295.0526 | 578.0707 | 1943.2761 | 0 | 4.8688 | 0.0058794 | 0 | 1.811 | 0 | 0 | 1640.9 | 0 | 0 | 0 | 9915.2615 | 72 | 18 | Winter
2018-03-13 19:00 | 745.2603 | 347.1752 | 691.4986 | 1894.3839 | 1271.4256 | 0 | 99.5122 | 493.8276 | 420.3041 | 541.6686 | 1848.5402 | 0 | 2.6822 | 0.0058706 | 0 | 0.99767 | 0 | 0 | 1672.6692 | 0 | 0 | 0 | 10029.9512 | 72 | 19 | Winter
2018-03-13 20:00 | 824.9861 | 319.2121 | 775.0683 | 1824.7863 | 1220.4441 | 0 | 105.0769 | 416.8618 | 416.442 | 440.935 | 1750.6478 | 0 | 2.04 | 0.0058429 | 0 | 0.75881 | 0 | 0 | 1640.529 | 0 | 0 | 0 | 9737.7941 | 72 | 20 | Winter
2018-03-13 21:00 | 899.1992 | 299.4817 | 657.2377 | 1768.1752 | 1153.3375 | 0 | 65.2988 | 364.0346 | 384.8451 | 352.5908 | 1662.745 | 0 | 1.5136 | 0.0058274 | 0 | 0.563 | 0 | 0 | 1587.2202 | 0 | 0 | 0 | 9196.2482 | 72 | 21 | Winter
2018-03-13 22:00 | 1015.1324 | 286.5877 | 325.8554 | 1435.7174 | 995.1355 | 0 | 69.3376 | 335.0579 | 331.3103 | 291.0682 | 1607.0386 | 0 | 0.9647 | 0.0055676 | 0 | 0.35883 | 0 | 0 | 1501.1607 | 0 | 0 | 0 | 8194.7308 | 72 | 22 | Winter
2018-03-13 23:00 | 1123.9974 | 279.7001 | 135.672 | 1054.0665 | 911.4296 | 0 | 76.5459 | 318.3943 | 297.0712 | 250.8112 | 1570.8671 | 0 | 0.69169 | 0.005507 | 0 | 0.25728 | 0 | 0 | 1478.8093 | 0 | 0 | 0 | 7498.3191 | 72 | 23 | Winter
2018-03-14 | 1232.4001 | 277.782 | 86.5868 | 751.3801 | 881.8547 | 0 | 85.7445 | 280.8191 | 279.5264 | 207.0471 | 1505.9626 | 0 | 0.38542 | 0.006025 | 0 | 0.14336 | 0 | 0 | 1468.3552 | 0 | 0 | 0 | 7057.9935 | 73 | 0 | Summer
2018-03-14 01:00 | 1314.4151 | 277.608 | 79.4247 | 557.2068 | 866.5026 | 0 | 79.1929 | 262.279 | 269.5294 | 181.7092 | 1478.1875 | 0 | 0.25072 | 0.00597 | 0 | 0.093257 | 0 | 0 | 1497.8231 | 0 | 0 | 0 | 6864.228 | 73 | 1 | Summer
2018-03-14 02:00 | 1454.2832 | 279.6256 | 77.7954 | 495.3826 | 859.3879 | 0 | 88.9528 | 267.6637 | 266.5707 | 170.0608 | 1447.029 | 0 | 0.11769 | 0.0058411 | 0 | 0.043776 | 0 | 0 | 1519.684 | 0 | 0 | 0 | 6926.603 | 73 | 2 | Summer
2018-03-14 03:00 | 1581.4492 | 284.6542 | 77.7954 | 503.4077 | 860.2116 | 0 | 104.2419 | 286.3007 | 267.699 | 173.9141 | 1412.9785 | 0 | 0.15624 | 0.0059725 | 0 | 0.058115 | 0 | 0 | 1544.5334 | 0 | 0 | 0 | 7097.406 | 73 | 3 | Summer
2018-03-14 04:00 | 1729.9138 | 286.9065 | 78.1338 | 634.0466 | 878.2766 | 0 | 131.4453 | 314.1987 | 278.346 | 208.5157 | 1415.3208 | 0 | 0.087586 | 0.0074199 | 0 | 0.032579 | 0 | 0 | 1618.3746 | 0 | 0 | 0 | 7573.606 | 73 | 4 | Summer
2018-03-14 05:00 | 1857.9185 | 289.9172 | 91.0907 | 976.5106 | 904.8348 | 0 | 187.5492 | 388.3351 | 308.3191 | 264.1401 | 1476.3328 | 0 | 0.36599 | 0.007355 | 0 | 0.13613 | 0 | 0 | 1743.6065 | 0 | 0 | 0 | 8489.0642 | 73 | 5 | Summer
2018-03-14 06:00 | 1968.481 | 294.9596 | 184.2566 | 1358.2635 | 961.8729 | 0 | 360.7162 | 498.0679 | 361.4325 | 349.3745 | 1786.7213 | 0 | 0.92337 | 0.0058953 | 0 | 0.34345 | 0 | 0 | 1696.4385 | 0 | 0 | 0 | 9821.8574 | 73 | 6 | Summer
2018-03-14 07:00 | 2021.9361 | 297.1726 | 253.3504 | 1505.6798 | 1035.8184 | 0 | 349.2545 | 585.0998 | 338.5821 | 478.5429 | 2024.559 | 0 | 1.6275 | 0.0053081 | 0 | 0.60537 | 0 | 0 | 1685.1594 | 0 | 0 | 0 | 10577.3932 | 73 | 7 | Summer
2018-03-14 08:00 | 1886.8099 | 283.5551 | 258.6032 | 1558.6262 | 1078.0156 | 0 | 304.774 | 646.0285 | 369.9993 | 726.5996 | 2265.9667 | 0 | 1.7566 | 0.005382 | 0 | 0.65339 | 0 | 0 | 1748.0715 | 0 | 0 | 0 | 11129.465 | 73 | 8 | Summer
2018-03-14 09:00 | 1648.462 | 258.2035 | 250.3588 | 1586.7729 | 1101.3518 | 0 | 239.0483 | 700.9814 | 426.9046 | 836.8343 | 2476.1416 | 0 | 1.6304 | 0.0053864 | 0 | 0.60646 | 0 | 0 | 1817.1701 | 0 | 0 | 0 | 11344.4716 | 73 | 9 | Summer
2018-03-14 10:00 | 1400.0922 | 223.6959 | 236.4983 | 1630.4527 | 1101.7597 | 0 | 184.3421 | 746.0391 | 454.7857 | 895.7935 | 2638.4569 | 0 | 1.8367 | 0.0054028 | 0 | 0.68319 | 0 | 0 | 1800.5096 | 0 | 0 | 0 | 11314.9508 | 73 | 10 | Summer
2018-03-14 11:00 | 1200.2591 | 204.9848 | 218.7987 | 1584.4611 | 1103.5423 | 0 | 141.1573 | 775.6945 | 462.2038 | 919.3554 | 2687.2316 | 0 | 2.2068 | 0.0054692 | 0 | 0.82082 | 0 | 0 | 1782.7547 | 0 | 0 | 0 | 11083.4762 | 73 | 11 | Summer
2018-03-14 12:00 | 1044.4641 | 190.2436 | 208.5842 | 1482.1623 | 1110.2757 | 0 | 110.0059 | 794.7935 | 458.607 | 905.6908 | 2665.233 | 0 | 2.5266 | 0.0054903 | 0 | 0.93981 | 0 | 0 | 1798.9818 | 0 | 0 | 0 | 10772.514 | 73 | 12 | Summer
2018-03-14 13:00 | 856.5802 | 175.6273 | 200.5737 | 1382.3639 | 1077.8773 | 0 | 88.9495 | 812.543 | 444.7941 | 869.0188 | 2587.6906 | 0 | 2.5656 | 0.0055384 | 0 | 0.95428 | 0 | 0 | 1804.4795 | 0 | 0 | 0 | 10304.0235 | 73 | 13 | Summer
2018-03-14 14:00 | 725.518 | 185.4063 | 203.0782 | 1297.5179 | 1065.0224 | 0 | 75.2952 | 805.2355 | 418.3252 | 820.2551 | 2454.409 | 0 | 2.9337 | 0.0055303 | 0 | 1.0912 | 0 | 0 | 1808.6491 | 0 | 0 | 0 | 9862.7422 | 73 | 14 | Summer
2018-03-14 15:00 | 618.5079 | 206.0235 | 226.3764 | 1395.9142 | 1107.4218 | 0 | 67.6458 | 774.9614 | 385.0426 | 788.8228 | 2323.7506 | 0 | 3.9989 | 0.0056028 | 0 | 1.4874 | 0 | 0 | 1776.1257 | 0 | 0 | 0 | 9676.0847 | 73 | 15 | Summer
2018-03-14 16:00 | 569.9477 | 227.9084 | 275.1287 | 1610.4599 | 1188.149 | 0 | 66.9263 | 721.2488 | 352.7135 | 622.9046 | 2226.2753 | 0 | 5.2968 | 0.0057333 | 0 | 1.9702 | 0 | 0 | 1725.9561 | 0 | 0 | 0 | 9594.8911 | 73 | 16 | Summer
2018-03-14 17:00 | 555.7632 | 238.8874 | 375.638 | 1806.0138 | 1285.9177 | 0 | 72.563 | 632.8608 | 320.485 | 598.2582 | 2145.2711 | 0 | 6.3255 | 0.005738 | 0 | 2.3528 | 0 | 0 | 1650.2797 | 0 | 0 | 0 | 9690.622 | 73 | 17 | Summer
2018-03-14 18:00 | 578.4567 | 224.6822 | 525.7646 | 1893.9908 | 1308.6351 | 0 | 83.1302 | 548.219 | 294.7894 | 577.989 | 1939.6489 | 0 | 4.9042 | 0.0059571 | 0 | 1.8242 | 0 | 0 | 1652.97 | 0 | 0 | 0 | 9635.0103 | 73 | 18 | Summer
2018-03-14 19:00 | 639.1453 | 202.7138 | 687.6107 | 1877.8704 | 1271.2497 | 0 | 94.0108 | 461.3001 | 420.0503 | 538.524 | 1847.6458 | 0 | 2.7183 | 0.0059368 | 0 | 1.0111 | 0 | 0 | 1695.4976 | 0 | 0 | 0 | 9739.3538 | 73 | 19 | Summer
2018-03-14 20:00 | 705.8756 | 208.6581 | 773.7946 | 1829.3739 | 1219.2474 | 0 | 97.4889 | 388.5339 | 416.9044 | 439.0257 | 1751.3338 | 0 | 2.0694 | 0.0059269 | 0 | 0.76972 | 0 | 0 | 1664.0506 | 0 | 0 | 0 | 9497.1319 | 73 | 20 | Summer
2018-03-14 21:00 | 784.9724 | 209.9102 | 660.4342 | 1741.9604 | 1152.5179 | 0 | 58.4213 | 346.8199 | 387.4343 | 352.3653 | 1664.7943 | 0 | 1.5305 | 0.005816 | 0 | 0.56927 | 0 | 0 | 1605.1038 | 0 | 0 | 0 | 8966.8396 | 73 | 21 | Summer
2018-03-14 22:00 | 886.8432 | 200.3716 | 326.2535 | 1451.0039 | 994.719 | 0 | 62.5782 | 319.054 | 334.9043 | 289.7904 | 1608.5029 | 0 | 0.98441 | 0.0057668 | 0 | 0.36616 | 0 | 0 | 1531.9788 | 0 | 0 | 0 | 8007.3562 | 73 | 22 | Summer
2018-03-14 23:00 | 973.4239 | 196.5829 | 136.7343 | 1048.6564 | 911.2547 | 0 | 69.5172 | 306.1521 | 299.0758 | 248.0756 | 1571.4723 | 0 | 0.70654 | 0.0056441 | 0 | 0.2628 | 0 | 0 | 1510.5108 | 0 | 0 | 0 | 7272.4308 | 73 | 23 | Summer
2018-03-15 | 1045.35 | 194.3157 | 86.7636 | 733.376 | 882.0016 | 0 | 72.1198 | 265.7656 | 280.3765 | 205.8242 | 1505.1196 | 0 | 0.38933 | 0.0055026 | 0 | 0.14481 | 0 | 0 | 1483.5598 | 0 | 0 | 0 | 6755.112 | 74 | 0 | Summer
2018-03-15 01:00 | 1111.306 | 198.3908 | 79.4191 | 569.4707 | 866.5465 | 0 | 62.6085 | 249.407 | 269.4236 | 181.1239 | 1473.7262 | 0 | 0.2514 | 0.0061005 | 0 | 0.093509 | 0 | 0 | 1500.8228 | 0 | 0 | 0 | 6562.596 | 74 | 1 | Summer
2018-03-15 02:00 | 1216.568 | 205.6022 | 77.7954 | 481.5851 | 859.4266 | 0 | 70.175 | 253.906 | 266.5045 | 171.277 | 1441.5905 | 0 | 0.11901 | 0.0060945 | 0 | 0.044266 | 0 | 0 | 1538.3894 | 0 | 0 | 0 | 6582.9891 | 74 | 2 | Summer
2018-03-15 03:00 | 1324.729 | 216.5232 | 77.7954 | 507.1852 | 860.2137 | 0 | 80.8775 | 273.5146 | 267.7548 | 174.3501 | 1406.1367 | 0 | 0.1564 | 0.006144 | 0 | 0.058174 | 0 | 0 | 1553.133 | 0 | 0 | 0 | 6742.4338 | 74 | 3 | Summer
2018-03-15 04:00 | 1455.6889 | 226.2005 | 78.1084 | 622.2587 | 878.305 | 0 | 99.41 | 301.4913 | 278.5034 | 207.9737 | 1407.606 | 0 | 0.087301 | 0.0075921 | 0 | 0.032472 | 0 | 0 | 1626.4125 | 0 | 0 | 0 | 7182.0857 | 74 | 4 | Summer
2018-03-15 05:00 | 1574.484 | 244.6222 | 90.9093 | 958.2488 | 904.7284 | 0 | 145.8047 | 372.2832 | 308.7658 | 262.9746 | 1468.3202 | 0 | 0.36807 | 0.0075303 | 0 | 0.13691 | 0 | 0 | 1752.859 | 0 | 0 | 0 | 8084.5127 | 74 | 5 | Summer
2018-03-15 06:00 | 1689.4919 | 252.0182 | 185.7419 | 1371.4899 | 961.838 | 0 | 307.2483 | 475.4449 | 362.8946 | 348.7201 | 1779.6201 | 0 | 0.92429 | 0.0059564 | 0 | 0.3438 | 0 | 0 | 1697.7037 | 0 | 0 | 0 | 9433.4855 | 74 | 6 | Summer
2018-03-15 07:00 | 1761.2026 | 257.217 | 256.5382 | 1530.1966 | 1035.8982 | 0 | 300.6891 | 555.4932 | 340.2014 | 477.2635 | 2017.8965 | 0 | 1.6187 | 0.0053592 | 0 | 0.6021 | 0 | 0 | 1675.9305 | 0 | 0 | 0 | 10210.7531 | 74 | 7 | Summer
2018-03-15 08:00 | 1658.4188 | 248.57 | 257.3217 | 1513.648 | 1076.7508 | 0 | 262.8072 | 606.9244 | 373.2298 | 724.5573 | 2257.9883 | 0 | 1.7673 | 0.0055163 | 0 | 0.65735 | 0 | 0 | 1758.3367 | 0 | 0 | 0 | 10740.983 | 74 | 8 | Summer
2018-03-15 09:00 | 1517.9359 | 232.2776 | 250.8311 | 1593.2534 | 1101.2228 | 0 | 218.0973 | 653.0928 | 427.9351 | 837.8097 | 2464.3516 | 0 | 1.6651 | 0.0055523 | 0 | 0.61936 | 0 | 0 | 1855.653 | 0 | 0 | 0 | 11154.7505 | 74 | 9 | Summer
2018-03-15 10:00 | 1364.9431 | 212.7454 | 237.586 | 1606.4349 | 1101.2598 | 0 | 178.1225 | 689.1767 | 454.9391 | 892.7924 | 2619.0307 | 0 | 1.8957 | 0.0055817 | 0 | 0.70514 | 0 | 0 | 1858.4778 | 0 | 0 | 0 | 11218.1149 | 74 | 10 | Summer
2018-03-15 11:00 | 1238.4513 | 202.0606 | 221.2563 | 1612.7137 | 1103.515 | 0 | 147.3256 | 708.1317 | 462.2158 | 917.7933 | 2659.1363 | 0 | 2.2831 | 0.0056919 | 0 | 0.84921 | 0 | 0 | 1844.0533 | 0 | 0 | 0 | 11119.791 | 74 | 11 | Summer
2018-03-15 12:00 | 1148.6171 | 198.3542 | 210.4054 | 1501.0113 | 1110.4804 | 0 | 128.4257 | 718.4786 | 458.611 | 904.8538 | 2631.5079 | 0 | 2.6274 | 0.0056598 | 0 | 0.97727 | 0 | 0 | 1870.1418 | 0 | 0 | 0 | 10884.4974 | 74 | 12 | Summer
2018-03-15 13:00 | 1026.7966 | 193.4081 | 202.6474 | 1377.814 | 1078.5383 | 0 | 113.7873 | 725.2766 | 444.7978 | 867.3791 | 2553.0501 | 0 | 2.6684 | 0.0057053 | 0 | 0.99254 | 0 | 0 | 1876.558 | 0 | 0 | 0 | 10463.7198 | 74 | 13 | Summer
2018-03-15 14:00 | 925.896 | 197.0261 | 205.083 | 1306.0636 | 1066.3048 | 0 | 98.23 | 720.4341 | 418.3259 | 818.2201 | 2424.9496 | 0 | 3.0488 | 0.0056867 | 0 | 1.134 | 0 | 0 | 1879.6704 | 0 | 0 | 0 | 10064.3921 | 74 | 14 | Summer
2018-03-15 15:00 | 856.8531 | 214.1036 | 228.2592 | 1377.8235 | 1108.7444 | 0 | 90.9219 | 701.5036 | 385.0428 | 787.8916 | 2305.3861 | 0 | 4.1385 | 0.0057137 | 0 | 1.5394 | 0 | 0 | 1838.0874 | 0 | 0 | 0 | 9900.3009 | 74 | 15 | Summer
2018-03-15 16:00 | 830.7966 | 233.9798 | 275.4162 | 1600.3429 | 1186.2223 | 0 | 89.5655 | 662.2498 | 352.7128 | 621.1674 | 2218.8984 | 0 | 5.4429 | 0.0057587 | 0 | 2.0245 | 0 | 0 | 1773.6254 | 0 | 0 | 0 | 9852.4504 | 74 | 16 | Summer
2018-03-15 17:00 | 809.6847 | 243.0147 | 374.9779 | 1827.9731 | 1283.5045 | 0 | 91.6544 | 598.677 | 320.4859 | 597.8829 | 2147.8031 | 0 | 6.4548 | 0.0058605 | 0 | 2.4009 | 0 | 0 | 1683.9411 | 0 | 0 | 0 | 9988.4609 | 74 | 17 | Summer
2018-03-15 18:00 | 808.6596 | 223.5366 | 525.948 | 1934.291 | 1306.1546 | 0 | 102.7754 | 528.2108 | 293.9385 | 576.9144 | 1949.5547 | 0 | 4.9353 | 0.0060085 | 0 | 1.8357 | 0 | 0 | 1663.3313 | 0 | 0 | 0 | 9920.0918 | 74 | 18 | Summer
2018-03-15 19:00 | 826.7041 | 193.898 | 688.1479 | 1874.3476 | 1269.8545 | 0 | 110.7993 | 447.1387 | 415.9339 | 537.7808 | 1862.2369 | 0 | 2.734 | 0.0059816 | 0 | 1.017 | 0 | 0 | 1705.2091 | 0 | 0 | 0 | 9935.8076 | 74 | 19 | Summer
2018-03-15 20:00 | 863.1697 | 183.9555 | 773.4262 | 1828.2324 | 1217.7731 | 0 | 114.099 | 383.5425 | 416.262 | 440.1642 | 1767.361 | 0 | 2.0897 | 0.0059898 | 0 | 0.77728 | 0 | 0 | 1680.3019 | 0 | 0 | 0 | 9671.1606 | 74 | 20 | Summer
2018-03-15 21:00 | 940.6425 | 185.8311 | 658.091 | 1729.1027 | 1151.6323 | 0 | 60.2678 | 342.2381 | 384.679 | 350.5278 | 1678.2702 | 0 | 1.5449 | 0.0058514 | 0 | 0.57465 | 0 | 0 | 1620.1076 | 0 | 0 | 0 | 9103.5158 | 74 | 21 | Summer
2018-03-15 22:00 | 1054.0721 | 191.3018 | 324.4754 | 1437.1241 | 994.4967 | 0 | 70.0269 | 319.2232 | 331.3634 | 289.3735 | 1615.7561 | 0 | 0.99864 | 0.005831 | 0 | 0.37145 | 0 | 0 | 1554.7704 | 0 | 0 | 0 | 8183.3596 | 74 | 22 | Summer
2018-03-15 23:00 | 1157.1462 | 202.5235 | 136.1099 | 1024.6537 | 911.2101 | 0 | 84.7656 | 306.8984 | 297.3906 | 248.5125 | 1570.2167 | 0 | 0.71847 | 0.0057181 | 0 | 0.26724 | 0 | 0 | 1535.9962 | 0 | 0 | 0 | 7476.4149 | 74 | 23 | Summer
2018-03-16 | 1235.4964 | 223.4122 | 86.7286 | 720.7822 | 882.1907 | 0 | 94.0969 | 270.5498 | 279.9786 | 205.8597 | 1499.6921 | 0 | 0.39192 | 0.0055429 | 0 | 0.14578 | 0 | 0 | 1492.8658 | 0 | 0 | 0 | 6992.1962 | 75 | 0 | Winter
2018-03-16 01:00 | 1317.5428 | 232.4186 | 79.3325 | 557.9719 | 866.4587 | 0 | 87.8751 | 254.8553 | 269.2631 | 180.9462 | 1478.7407 | 0 | 0.25206 | 0.0059899 | 0 | 0.093754 | 0 | 0 | 1506.103 | 0 | 0 | 0 | 6831.8596 | 75 | 1 | Winter
2018-03-16 02:00 | 1433.7487 | 247.3774 | 77.7954 | 490.7747 | 859.3049 | 0 | 98.3993 | 259.4601 | 266.4351 | 171.8991 | 1445.3137 | 0 | 0.11969 | 0.0059524 | 0 | 0.044518 | 0 | 0 | 1541.0832 | 0 | 0 | 0 | 6891.7618 | 75 | 2 | Winter
2018-03-16 03:00 | 1547.3391 | 258.6938 | 77.7954 | 488.9788 | 860.1622 | 0 | 111.7488 | 274.3669 | 267.7569 | 173.5847 | 1409.2703 | 0 | 0.15762 | 0.0060348 | 0 | 0.058628 | 0 | 0 | 1559.9884 | 0 | 0 | 0 | 7029.9076 | 75 | 3 | Winter
2018-03-16 04:00 | 1681.0151 | 274.9943 | 78.1217 | 624.8738 | 878.4401 | 0 | 137.6275 | 302.113 | 278.5651 | 207.203 | 1411.641 | 0 | 0.088419 | 0.0074905 | 0 | 0.032888 | 0 | 0 | 1630.0328 | 0 | 0 | 0 | 7504.7561 | 75 | 4 | Winter
2018-03-16 05:00 | 1789.3371 | 287.9144 | 90.752 | 968.2009 | 904.6419 | 0 | 187.6366 | 368.5786 | 308.9087 | 263.3109 | 1471.3644 | 0 | 0.36379 | 0.0072075 | 0 | 0.13531 | 0 | 0 | 1733.6127 | 0 | 0 | 0 | 8374.7646 | 75 | 5 | Winter
2018-03-16 06:00 | 1912.3858 | 301.9337 | 183.7887 | 1374.8275 | 961.2594 | 0 | 365.6523 | 468.7933 | 363.0902 | 347.8543 | 1781.3974 | 0 | 0.92736 | 0.005801 | 0 | 0.34494 | 0 | 0 | 1703.1244 | 0 | 0 | 0 | 9765.385 | 75 | 6 | Winter
2018-03-16 07:00 | 1976.0238 | 310.6943 | 252.0108 | 1476.1195 | 1033.9151 | 0 | 353.7228 | 553.25 | 336.2743 | 475.5601 | 2020.5106 | 0 | 1.6058 | 0.0052453 | 0 | 0.59731 | 0 | 0 | 1662.0741 | 0 | 0 | 0 | 10452.3637 | 75 | 7 | Winter
2018-03-16 08:00 | 1844.0134 | 292.5354 | 255.2256 | 1466.2779 | 1076.3367 | 0 | 309.4083 | 609.8201 | 373.5291 | 724.9997 | 2263.4399 | 0 | 1.75 | 0.0053639 | 0 | 0.65091 | 0 | 0 | 1740.7116 | 0 | 0 | 0 | 10958.704 | 75 | 8 | Winter
2018-03-16 09:00 | 1677.6569 | 254.5263 | 249.0751 | 1556.4498 | 1099.6134 | 0 | 254.8549 | 672.7089 | 428.1539 | 834.9946 | 2475.5218 | 0 | 1.6427 | 0.005476 | 0 | 0.61104 | 0 | 0 | 1830.5389 | 0 | 0 | 0 | 11336.3537 | 75 | 9 | Winter
2018-03-16 10:00 | 1480.9452 | 236.7315 | 233.9895 | 1604.3801 | 1099.4036 | 0 | 205.7244 | 728.9452 | 455.0525 | 893.055 | 2639.1871 | 0 | 1.8619 | 0.0055277 | 0 | 0.69256 | 0 | 0 | 1825.1779 | 0 | 0 | 0 | 11405.1519 | 75 | 10 | Winter
2018-03-16 11:00 | 1302.2595 | 223.3554 | 217.0458 | 1587.0844 | 1100.9245 | 0 | 166.2884 | 770.3995 | 462.2472 | 916.3617 | 2690.1353 | 0 | 2.2139 | 0.0049374 | 0 | 0.82347 | 0 | 0 | 1788.4262 | 0 | 0 | 0 | 11227.57 | 75 | 11 | Winter
2018-03-16 12:00 | 1180.3877 | 217.4219 | 206.5799 | 1477.7406 | 1108.1502 | 0 | 141.1565 | 793.7977 | 458.6161 | 905.6977 | 2668.8029 | 0 | 2.4958 | 0.0049938 | 0 | 0.92832 | 0 | 0 | 1776.8762 | 0 | 0 | 0 | 10938.6566 | 75 | 12 | Winter
2018-03-16 13:00 | 1016.4399 | 221.3221 | 199.9277 | 1357.4744 | 1077.0221 | 0 | 118.5132 | 807.3515 | 444.7996 | 867.3291 | 2591.1365 | 0 | 2.4636 | 0.0050739 | 0 | 0.91635 | 0 | 0 | 1732.6053 | 0 | 0 | 0 | 10437.3064 | 75 | 13 | Winter
2018-03-16 14:00 | 887.1508 | 234.9725 | 202.916 | 1296.3518 | 1064.2729 | 0 | 102.6607 | 796.2645 | 418.3241 | 820.2013 | 2458.6795 | 0 | 2.7141 | 0.0050919 | 0 | 1.0095 | 0 | 0 | 1673.3711 | 0 | 0 | 0 | 9958.894 | 75 | 14 | Winter
2018-03-16 15:00 | 800.4107 | 254.9962 | 223.0816 | 1391.563 | 1105.2686 | 0 | 95.4567 | 766.6782 | 385.0424 | 789.1311 | 2330.3807 | 0 | 3.587 | 0.0050988 | 0 | 1.3342 | 0 | 0 | 1593.1062 | 0 | 0 | 0 | 9740.0418 | 75 | 15 | Winter
2018-03-16 16:00 | 742.4195 | 270.1486 | 273.5576 | 1575.676 | 1187.0678 | 0 | 93.2392 | 705.2254 | 352.7127 | 622.4903 | 2231.4381 | 0 | 4.6076 | 0.0052066 | 0 | 1.7138 | 0 | 0 | 1501.4573 | 0 | 0 | 0 | 9561.7592 | 75 | 16 | Winter
2018-03-16 17:00 | 705.2164 | 276.3091 | 377.402 | 1836.1504 | 1285.6795 | 0 | 92.0403 | 625.3559 | 320.4995 | 597.7772 | 2150.4236 | 0 | 5.4117 | 0.0052468 | 0 | 2.0129 | 0 | 0 | 1411.7653 | 0 | 0 | 0 | 9686.0492 | 75 | 17 | Winter
2018-03-16 18:00 | 719.1913 | 251.7879 | 525.7139 | 1911.3295 | 1306.8148 | 0 | 98.5553 | 541.7385 | 293.9528 | 579.878 | 1942.5304 | 0 | 4.1706 | 0.0053573 | 0 | 1.5513 | 0 | 0 | 1405.7293 | 0 | 0 | 0 | 9582.949 | 75 | 18 | Winter
2018-03-16 19:00 | 763.1432 | 209.1703 | 686.5666 | 1856.9092 | 1268.9153 | 0 | 104.9201 | 449.5438 | 415.2726 | 541.3041 | 1847.9887 | 0 | 2.3428 | 0.0052562 | 0 | 0.87142 | 0 | 0 | 1461.0697 | 0 | 0 | 0 | 9608.0231 | 75 | 19 | Winter
2018-03-16 20:00 | 824.5733 | 191.116 | 770.3189 | 1814.9696 | 1215.7235 | 0 | 107.4713 | 385.4348 | 416.2357 | 441.4058 | 1750.3133 | 0 | 1.8215 | 0.0052469 | 0 | 0.67754 | 0 | 0 | 1464.6916 | 0 | 0 | 0 | 9384.7582 | 75 | 20 | Winter
2018-03-16 21:00 | 907.3017 | 185.9742 | 649.576 | 1730.3557 | 1148.7621 | 0 | 60.5361 | 342.566 | 384.597 | 353.8223 | 1662.5902 | 0 | 1.3854 | 0.0051742 | 0 | 0.5153 | 0 | 0 | 1452.7385 | 0 | 0 | 0 | 8880.7255 | 75 | 21 | Winter
2018-03-16 22:00 | 1016.9131 | 188.5592 | 322.844 | 1475.1069 | 994.4082 | 0 | 71.295 | 319.1749 | 331.1797 | 290.4707 | 1606.9977 | 0 | 0.91187 | 0.0050643 | 0 | 0.33918 | 0 | 0 | 1419.3541 | 0 | 0 | 0 | 8037.5595 | 75 | 22 | Winter
2018-03-16 23:00 | 1126.7044 | 205.243 | 135.0706 | 1043.4145 | 910.9968 | 0 | 81.4646 | 305.088 | 297.0686 | 250.0976 | 1570.7655 | 0 | 0.66634 | 0.0055743 | 0 | 0.24785 | 0 | 0 | 1424.4245 | 0 | 0 | 0 | 7351.2578 | 75 | 23 | Winter
2018-03-17 | 1213.4718 | 221.7857 | 86.3577 | 686.7507 | 881.6953 | 0 | 86.3943 | 267.5619 | 279.5245 | 206.123 | 1506.1533 | 0 | 0.3815 | 0.0053532 | 0 | 0.1419 | 0 | 0 | 1452.1523 | 0 | 0 | 0 | 6888.4992 | 76 | 0 | Fall
2018-03-17 01:00 | 1257.4723 | 231.4696 | 79.3701 | 535.9221 | 866.4193 | 0 | 87.3524 | 273.4664 | 255.9752 | 171.7312 | 1557.1641 | 0 | 0.24836 | 0.0059906 | 0 | 0.09238 | 0 | 0 | 1483.3323 | 0 | 0 | 0 | 6800.0216 | 76 | 1 | Fall
2018-03-17 02:00 | 1350.5618 | 240.8745 | 77.3015 | 490.2069 | 859.3613 | 0 | 86.8622 | 270.7409 | 250.1968 | 173.5917 | 1530.9542 | 0 | 0.11701 | 0.0059046 | 0 | 0.043524 | 0 | 0 | 1514.2943 | 0 | 0 | 0 | 6845.1124 | 76 | 2 | Fall
2018-03-17 03:00 | 1435.7179 | 250.2301 | 77.3015 | 469.8106 | 860.2047 | 0 | 94.2294 | 281.7574 | 248.3003 | 190.8766 | 1497.1429 | 0 | 0.15371 | 0.0059038 | 0 | 0.057174 | 0 | 0 | 1522.2186 | 0 | 0 | 0 | 6928.0067 | 76 | 3 | Fall
2018-03-17 04:00 | 1541.1633 | 262.452 | 78.0127 | 505.4143 | 877.653 | 0 | 104.6567 | 295.4595 | 250.4716 | 209.94 | 1449.9068 | 0 | 0.086017 | 0.007287 | 0 | 0.031995 | 0 | 0 | 1591.7702 | 0 | 0 | 0 | 7167.0254 | 76 | 4 | Fall
2018-03-17 05:00 | 1634.566 | 273.0741 | 84.9152 | 621.7355 | 899.5612 | 0 | 139.8201 | 321.5672 | 255.7728 | 240.9963 | 1396.508 | 0 | 0.36264 | 0.0073176 | 0 | 0.13489 | 0 | 0 | 1726.814 | 0 | 0 | 0 | 7595.8353 | 76 | 5 | Fall
2018-03-17 06:00 | 1710.1349 | 281.1407 | 125.4062 | 908.9249 | 929.8458 | 0 | 267.3005 | 382.0667 | 271.7089 | 297.7829 | 1505.2127 | 0 | 0.91351 | 0.0058308 | 0 | 0.33979 | 0 | 0 | 1677.6732 | 0 | 0 | 0 | 8358.4566 | 76 | 6 | Fall
2018-03-17 07:00 | 1717.8419 | 282.4097 | 200.2729 | 1277.9641 | 994.1054 | 0 | 236.5724 | 419.7084 | 194.4724 | 341.3622 | 1486.0485 | 0 | 1.5796 | 0.0052687 | 0 | 0.58754 | 0 | 0 | 1635.3865 | 0 | 0 | 0 | 8788.3168 | 76 | 7 | Fall
2018-03-17 08:00 | 1566.0037 | 263.5953 | 270.683 | 1544.137 | 1083.6484 | 0 | 211.0288 | 460.2558 | 189.3831 | 488.5726 | 1459.9881 | 0 | 1.7332 | 0.0054489 | 0 | 0.64469 | 0 | 0 | 1723.9976 | 0 | 0 | 0 | 9263.6766 | 76 | 8 | Fall
2018-03-17 09:00 | 1413.5623 | 229.9679 | 304.9503 | 1735.474 | 1133.2216 | 0 | 178.6496 | 528.4477 | 216.2907 | 549.244 | 1471.5645 | 0 | 1.6204 | 0.0055023 | 0 | 0.60271 | 0 | 0 | 1805.9077 | 0 | 0 | 0 | 9569.5088 | 76 | 9 | Fall
2018-03-17 10:00 | 1219.1231 | 199.3411 | 303.207 | 1709.9332 | 1141.2057 | 0 | 140.3784 | 584.2468 | 230.3457 | 589.6733 | 1533.5512 | 0 | 1.8325 | 0.005562 | 0 | 0.68162 | 0 | 0 | 1796.1001 | 0 | 0 | 0 | 9449.6253 | 76 | 10 | Fall
2018-03-17 11:00 | 1012.3806 | 184.1306 | 280.3429 | 1731.5749 | 1144.4222 | 0 | 105.0007 | 626.7911 | 237.352 | 627.903 | 1574.19 | 0 | 2.1767 | 0.0049788 | 0 | 0.80965 | 0 | 0 | 1758.4378 | 0 | 0 | 0 | 9285.5173 | 76 | 11 | Fall
2018-03-17 12:00 | 866.7732 | 168.2482 | 264.194 | 1709.8679 | 1150.2247 | 0 | 80.2279 | 652.833 | 239.1115 | 643.6688 | 1597.9018 | 0 | 2.4649 | 0.0050461 | 0 | 0.91683 | 0 | 0 | 1754.7935 | 0 | 0 | 0 | 9131.2312 | 76 | 12 | Fall
2018-03-17 13:00 | 681.9701 | 149.849 | 256.5125 | 1585.3187 | 1119.5778 | 0 | 63.7463 | 660.0141 | 238.5164 | 663.1973 | 1609.9614 | 0 | 2.4307 | 0.0050427 | 0 | 0.90412 | 0 | 0 | 1709.4866 | 0 | 0 | 0 | 8741.4901 | 76 | 13 | Fall
2018-03-17 14:00 | 528.7663 | 146.8644 | 261.2365 | 1577.6155 | 1107.2936 | 0 | 47.7071 | 658.1808 | 234.9383 | 662.1268 | 1631.1355 | 0 | 2.7021 | 0.0050794 | 0 | 1.0051 | 0 | 0 | 1666.1291 | 0 | 0 | 0 | 8525.7059 | 76 | 14 | Fall
2018-03-17 15:00 | 425.4146 | 153.1556 | 276.8754 | 1623.075 | 1150.2862 | 0 | 39.9019 | 650.7228 | 229.9111 | 655.089 | 1678.883 | 0 | 3.616 | 0.0051951 | 0 | 1.345 | 0 | 0 | 1605.9153 | 0 | 0 | 0 | 8494.1959 | 76 | 15 | Fall
2018-03-17 16:00 | 388.2632 | 170.8616 | 320.6544 | 1754.3439 | 1229.8323 | 0 | 39.2338 | 630.8479 | 225.8078 | 541.3659 | 1741.6208 | 0 | 4.6228 | 0.0052342 | 0 | 1.7195 | 0 | 0 | 1506.4647 | 0 | 0 | 0 | 8555.6437 | 76 | 16 | Fall
2018-03-17 17:00 | 358.0311 | 183.5927 | 411.6822 | 1924.5077 | 1321.1237 | 0 | 40.4706 | 579.9903 | 223.5492 | 526.6701 | 1803.5482 | 0 | 5.3651 | 0.0052775 | 0 | 1.9956 | 0 | 0 | 1399.6819 | 0 | 0 | 0 | 8780.2135 | 76 | 17 | Fall
2018-03-17 18:00 | 365.4326 | 167.5224 | 556.5548 | 1972.2748 | 1332.84 | 0 | 48.9041 | 515.3376 | 222.7556 | 497.7453 | 1709.4431 | 0 | 4.1007 | 0.0046132 | 0 | 1.5253 | 0 | 0 | 1382.1693 | 0 | 0 | 0 | 8776.6102 | 76 | 18 | Fall
2018-03-17 19:00 | 417.7982 | 153.9201 | 726.8709 | 1899.7874 | 1293.4009 | 0 | 61.9841 | 448.0903 | 367.0498 | 453.0647 | 1699.4077 | 0 | 2.303 | 0.0053208 | 0 | 0.85661 | 0 | 0 | 1435.9906 | 0 | 0 | 0 | 8960.5295 | 76 | 19 | Fall
2018-03-17 20:00 | 461.831 | 144.1561 | 809.1898 | 1807.4096 | 1234.5338 | 0 | 72.7575 | 409.4389 | 382.351 | 398.8326 | 1680.8259 | 0 | 1.8035 | 0.0053877 | 0 | 0.67083 | 0 | 0 | 1450.2521 | 0 | 0 | 0 | 8854.0581 | 76 | 20 | Fall
2018-03-17 21:00 | 521.9171 | 148.5542 | 688.0879 | 1641.3755 | 1165.7299 | 0 | 44.5442 | 357.7468 | 359.3392 | 344.1701 | 1637.0345 | 0 | 1.3801 | 0.005272 | 0 | 0.51333 | 0 | 0 | 1447.0168 | 0 | 0 | 0 | 8357.4149 | 76 | 21 | Fall
2018-03-17 22:00 | 612.2417 | 149.0022 | 355.0456 | 1352.898 | 1009.6915 | 0 | 46.2981 | 327.101 | 310.6487 | 275.7397 | 1581.5595 | 0 | 0.90625 | 0.0050631 | 0 | 0.33709 | 0 | 0 | 1410.2267 | 0 | 0 | 0 | 7431.7009 | 76 | 22 | Fall
2018-03-17 23:00 | 693.1366 | 155.2521 | 147.8935 | 1003.548 | 920.617 | 0 | 49.8092 | 304.0214 | 276.083 | 217.3891 | 1542.7824 | 0 | 0.66251 | 0.0056728 | 0 | 0.24643 | 0 | 0 | 1416.3161 | 0 | 0 | 0 | 6727.7631 | 76 | 23 | Fall
2018-03-18 | 755.2128 | 162.1557 | 89.8611 | 703.178 | 886.3547 | 0 | 49.1749 | 281.7205 | 262.7998 | 183.1846 | 1547.7876 | 0 | 0.97045 | 0.0076681 | 0 | 0.36097 | 0 | 0 | 1099.7736 | 0 | 0 | 0 | 6022.5424 | 77 | 0 | Fall
2018-03-18 01:00 | 814.4279 | 172.5394 | 80.009 | 551.476 | 867.8663 | 0 | 38.5796 | 266.6106 | 246.2238 | 173.671 | 1436.644 | 0 | 0.39783 | 0.0082229 | 0 | 0.14798 | 0 | 0 | 1126.4932 | 0 | 0 | 0 | 5775.0949 | 77 | 1 | Fall
2018-03-18 02:00 | 929.0506 | 186.6817 | 77.3015 | 469.2484 | 859.8013 | 0 | 48.6567 | 269.5 | 241.1178 | 178.0459 | 1430.7921 | 0 | 0.34642 | 0.0081801 | 0 | 0.12886 | 0 | 0 | 1095.9171 | 0 | 0 | 0 | 5786.5966 | 77 | 2 | Fall
2018-03-18 03:00 | 1029.8674 | 199.5391 | 77.3015 | 472.9715 | 860.26 | 0 | 55.1898 | 267.9542 | 237.6324 | 194.7033 | 1387.7021 | 0 | 0.24821 | 0.0080308 | 0 | 0.092323 | 0 | 0 | 1052.7705 | 0 | 0 | 0 | 5836.2405 | 77 | 3 | Fall
2018-03-18 04:00 | 1132.8091 | 211.2976 | 78.0077 | 504.9846 | 877.4587 | 0 | 60.1259 | 274.8486 | 242.2733 | 215.0068 | 1354.8697 | 0 | 0.048542 | 0.0086289 | 0 | 0.018056 | 0 | 0 | 1077.8311 | 0 | 0 | 0 | 6029.5883 | 77 | 4 | Fall
2018-03-18 05:00 | 1229.4699 | 225.3821 | 84.7354 | 638.6067 | 899.454 | 0 | 88.2603 | 310.2076 | 251.3872 | 247.9541 | 1320.1457 | 0 | 0.15315 | 0.0085376 | 0 | 0.056967 | 0 | 0 | 1103.5036 | 0 | 0 | 0 | 6399.3254 | 77 | 5 | Fall
2018-03-18 06:00 | 1343.3626 | 244.2802 | 126.0246 | 935.9433 | 930.56 | 0 | 211.7166 | 348.9779 | 264.4863 | 299.2787 | 1265.2003 | 0 | 0.31902 | 0.0078983 | 0 | 0.11866 | 0 | 0 | 1080.7619 | 0 | 0 | 0 | 7051.0381 | 77 | 6 | Fall
2018-03-18 07:00 | 1378.2026 | 248.8452 | 200.1136 | 1263.4155 | 995.0301 | 0 | 183.3043 | 372.7997 | 156.2305 | 335.0417 | 1235.8067 | 0 | 0.52409 | 0.0076374 | 0 | 0.19494 | 0 | 0 | 1007.0748 | 0 | 0 | 0 | 7376.5913 | 77 | 7 | Fall
2018-03-18 08:00 | 1259.6555 | 228.2135 | 270.7426 | 1558.7239 | 1084.6152 | 0 | 161.5021 | 387.7453 | 137.9289 | 479.3668 | 1275.7444 | 0 | 0.9732 | 0.0076775 | 0 | 0.36199 | 0 | 0 | 987.4612 | 0 | 0 | 0 | 7833.0422 | 77 | 8 | Fall
2018-03-18 09:00 | 1118.4834 | 202.7009 | 306.0241 | 1730.9212 | 1135.2984 | 0 | 135.5416 | 419.7599 | 158.1587 | 520.7786 | 1293.7131 | 0 | 1.6769 | 0.0062839 | 0 | 0.62375 | 0 | 0 | 962.3478 | 0 | 0 | 0 | 7986.0347 | 77 | 9 | Fall
2018-03-18 10:00 | 954.7617 | 178.0032 | 299.9789 | 1721.174 | 1141.4542 | 0 | 109.1099 | 446.7545 | 177.2739 | 549.1534 | 1309.5744 | 0 | 2.2192 | 0.0063265 | 0 | 0.82545 | 0 | 0 | 934.8535 | 0 | 0 | 0 | 7825.1424 | 77 | 10 | Fall
2018-03-18 11:00 | 813.7927 | 159.048 | 278.5909 | 1757.0288 | 1145.0219 | 0 | 87.8399 | 469.4152 | 191.8208 | 579.0608 | 1337.8689 | 0 | 2.7886 | 0.0057286 | 0 | 1.0372 | 0 | 0 | 930.8545 | 0 | 0 | 0 | 7754.1738 | 77 | 11 | Fall
2018-03-18 12:00 | 702.365 | 149.8122 | 265.9888 | 1745.1458 | 1152.2445 | 0 | 72.2054 | 491.0125 | 200.512 | 598.2302 | 1390.8021 | 0 | 3.44 | 0.0058699 | 0 | 1.2795 | 0 | 0 | 911.4526 | 0 | 0 | 0 | 7684.4964 | 77 | 12 | Fall
2018-03-18 13:00 | 581.0516 | 152.0367 | 258.2722 | 1622.3924 | 1121.796 | 0 | 61.8723 | 506.5182 | 204.1428 | 610.8288 | 1432.3599 | 0 | 3.4746 | 0.0059896 | 0 | 1.2924 | 0 | 0 | 897.533 | 0 | 0 | 0 | 7453.577 | 77 | 13 | Fall
2018-03-18 14:00 | 499.1928 | 166.7013 | 261.081 | 1557.1939 | 1106.3751 | 0 | 54.1129 | 511.1335 | 202.0859 | 621.2041 | 1477.5118 | 0 | 3.4918 | 0.0061106 | 0 | 1.2988 | 0 | 0 | 871.3154 | 0 | 0 | 0 | 7332.7044 | 77 | 14 | Fall
2018-03-18 15:00 | 438.6101 | 192.1297 | 277.8099 | 1604.1693 | 1150.3937 | 0 | 49.0013 | 502.5284 | 194.6806 | 617.483 | 1516.5853 | 0 | 3.5972 | 0.0060601 | 0 | 1.338 | 0 | 0 | 837.9569 | 0 | 0 | 0 | 7386.2896 | 77 | 15 | Fall
2018-03-18 16:00 | 394.9961 | 216.6181 | 320.4434 | 1816.7995 | 1228.1018 | 0 | 45.326 | 488.2144 | 185.3981 | 514.0025 | 1545.832 | 0 | 3.9075 | 0.005378 | 0 | 1.4534 | 0 | 0 | 805.5367 | 0 | 0 | 0 | 7566.6348 | 77 | 16 | Fall
2018-03-18 17:00 | 379.8216 | 232.8769 | 412.9749 | 1948.7563 | 1318.7603 | 0 | 48.3903 | 451.7079 | 175.184 | 504.3681 | 1571.18 | 0 | 3.3989 | 0.0053975 | 0 | 1.2643 | 0 | 0 | 750.9541 | 0 | 0 | 0 | 7799.643 | 77 | 17 | Fall
2018-03-18 18:00 | 389.1607 | 210.705 | 559.9144 | 1964.0611 | 1332.2015 | 0 | 56.8836 | 417.6842 | 164.6234 | 481.7183 | 1583.9365 | 0 | 4.0865 | 0.0054764 | 0 | 1.52 | 0 | 0 | 767.6936 | 0 | 0 | 0 | 7934.1943 | 77 | 18 | Fall
2018-03-18 19:00 | 432.4078 | 168.0519 | 725.6512 | 1865.0101 | 1290.6849 | 0 | 69.6603 | 381.8788 | 296.9411 | 441.6761 | 1561.8899 | 0 | 4.1687 | 0.0054435 | 0 | 1.5506 | 0 | 0 | 798.0816 | 0 | 0 | 0 | 8037.6586 | 77 | 19 | Fall
2018-03-18 20:00 | 493.3164 | 165.9753 | 805.1033 | 1820.8711 | 1232.5202 | 0 | 81.4984 | 359.0848 | 303.6159 | 391.8504 | 1527.7768 | 0 | 3.5504 | 0.0061217 | 0 | 1.3206 | 0 | 0 | 815.4123 | 0 | 0 | 0 | 8001.9022 | 77 | 20 | Fall
2018-03-18 21:00 | 593.3966 | 176.2601 | 684.8455 | 1646.5384 | 1166.0946 | 0 | 45.1651 | 331.9091 | 292.2346 | 342.0757 | 1478.6656 | 0 | 2.9912 | 0.0060514 | 0 | 1.1126 | 0 | 0 | 826.6629 | 0 | 0 | 0 | 7587.9581 | 77 | 21 | Fall
2018-03-18 22:00 | 698.8305 | 184.053 | 351.5485 | 1373.1409 | 1009.8675 | 0 | 50.4789 | 320.7282 | 280.3088 | 277.1591 | 1425.497 | 0 | 2.4055 | 0.0059493 | 0 | 0.89474 | 0 | 0 | 885.7701 | 0 | 0 | 0 | 6860.6885 | 77 | 22 | Fall
2018-03-18 23:00 | 798.364 | 190.7183 | 146.9216 | 995.9231 | 920.8088 | 0 | 55.4318 | 307.4742 | 267.4478 | 222.5262 | 1387.8625 | 0 | 1.7043 | 0.0063754 | 0 | 0.63393 | 0 | 0 | 986.336 | 0 | 0 | 0 | 6282.1588 | 77 | 23 | Fall
2018-03-19 | 905.2679 | 202.0597 | 89.7789 | 728.9369 | 886.5459 | 0 | 66.6418 | 281.7554 | 254.282 | 187.1995 | 1415.5104 | 0 | 0.93948 | 0.0062461 | 0 | 0.34945 | 0 | 0 | 1064.7014 | 0 | 0 | 0 | 6083.975 | 78 | 0 | Fall
2018-03-19 01:00 | 995.9674 | 213.4371 | 79.9326 | 557.5103 | 867.8666 | 0 | 65.2792 | 259.1758 | 269.2645 | 181.4554 | 1478.6466 | 0 | 0.38443 | 0.0073736 | 0 | 0.14299 | 0 | 0 | 1087.4801 | 0 | 0 | 0 | 6056.5504 | 78 | 1 | Fall
2018-03-19 02:00 | 1122.9726 | 226.7775 | 77.7954 | 494.645 | 859.7108 | 0 | 74.0443 | 265.4606 | 266.4335 | 171.2339 | 1445.5446 | 0 | 0.33494 | 0.008009 | 0 | 0.12458 | 0 | 0 | 1059.3704 | 0 | 0 | 0 | 6064.456 | 78 | 2 | Fall
2018-03-19 03:00 | 1228.9674 | 239.4394 | 77.7954 | 508.7926 | 860.2389 | 0 | 89.0205 | 282.9021 | 267.755 | 174.4253 | 1409.419 | 0 | 0.23919 | 0.0078979 | 0 | 0.088968 | 0 | 0 | 1015.8146 | 0 | 0 | 0 | 6154.9063 | 78 | 3 | Fall
2018-03-19 04:00 | 1315.8321 | 251.3664 | 78.1053 | 627.1413 | 878.268 | 0 | 105.1519 | 309.0202 | 278.5289 | 206.0655 | 1411.5797 | 0 | 0.046936 | 0.0079447 | 0 | 0.017458 | 0 | 0 | 1036.0537 | 0 | 0 | 0 | 6497.1853 | 78 | 4 | Fall
2018-03-19 05:00 | 1399.9932 | 263.6723 | 90.5995 | 969.6935 | 904.5244 | 0 | 146.2302 | 376.1278 | 308.6883 | 261.9944 | 1471.0486 | 0 | 0.14619 | 0.0078489 | 0 | 0.054375 | 0 | 0 | 1052.7435 | 0 | 0 | 0 | 7245.5241 | 78 | 5 | Fall
2018-03-19 06:00 | 1497.2742 | 275.6326 | 185.0131 | 1375.7081 | 961.8681 | 0 | 296.6859 | 476.676 | 362.4822 | 346.9202 | 1780.761 | 0 | 0.30407 | 0.007912 | 0 | 0.1131 | 0 | 0 | 1030.1959 | 0 | 0 | 0 | 8589.6423 | 78 | 6 | Fall
2018-03-19 07:00 | 1526.4866 | 276.4985 | 254.1621 | 1489.8367 | 1035.6448 | 0 | 277.2389 | 562.7543 | 305.3894 | 474.3143 | 2019.6483 | 0 | 0.5025 | 0.0077237 | 0 | 0.18691 | 0 | 0 | 966.8056 | 0 | 0 | 0 | 9189.4767 | 78 | 7 | Fall
2018-03-19 08:00 | 1408.3933 | 257.4099 | 254.1654 | 1424.3635 | 1075.7366 | 0 | 239.0297 | 615.6007 | 373.1925 | 721.3647 | 2262.3134 | 0 | 0.9358 | 0.00644 | 0 | 0.34808 | 0 | 0 | 949.3627 | 0 | 0 | 0 | 9582.2228 | 78 | 8 | Fall
2018-03-19 09:00 | 1305.5102 | 242.3297 | 250.56 | 1509.024 | 1100.191 | 0 | 197.1348 | 666.9323 | 427.9549 | 834.2096 | 2474.8876 | 0 | 1.6296 | 0.0058379 | 0 | 0.60615 | 0 | 0 | 935.3907 | 0 | 0 | 0 | 9946.3663 | 78 | 9 | Fall
2018-03-19 10:00 | 1169.8521 | 208.9565 | 237.929 | 1592.9377 | 1101.4506 | 0 | 162.7524 | 711.4493 | 455.032 | 890.2041 | 2638.8292 | 0 | 2.1734 | 0.0058646 | 0 | 0.80843 | 0 | 0 | 915.4757 | 0 | 0 | 0 | 10087.8563 | 78 | 10 | Fall
2018-03-19 11:00 | 1017.0447 | 184.3442 | 219.9348 | 1545.9469 | 1102.8475 | 0 | 130.1442 | 742.1901 | 462.2699 | 913.2035 | 2689.9765 | 0 | 2.7461 | 0.0059227 | 0 | 1.0214 | 0 | 0 | 916.513 | 0 | 0 | 0 | 9928.1887 | 78 | 11 | Fall
2018-03-19 12:00 | 873.4098 | 169.3894 | 211.2371 | 1449.6549 | 1110.4399 | 0 | 104.3212 | 770.5001 | 458.6284 | 902.3838 | 2668.6977 | 0 | 3.391 | 0.0060457 | 0 | 1.2613 | 0 | 0 | 898.4231 | 0 | 0 | 0 | 9621.7439 | 78 | 12 | Fall
2018-03-19 13:00 | 742.2535 | 175.9131 | 203.4883 | 1337.2414 | 1078.8124 | 0 | 90.8984 | 802.3207 | 444.9337 | 863.2506 | 2591.0355 | 0 | 3.4176 | 0.0061334 | 0 | 1.2712 | 0 | 0 | 882.8372 | 0 | 0 | 0 | 9217.6799 | 78 | 13 | Fall
2018-03-19 14:00 | 644.6659 | 201.0355 | 205.3033 | 1341.9542 | 1065.3732 | 0 | 80.5864 | 818.04 | 418.6017 | 817.0574 | 2458.7766 | 0 | 3.4436 | 0.0062123 | 0 | 1.2809 | 0 | 0 | 859.4564 | 0 | 0 | 0 | 8915.5812 | 78 | 14 | Fall
2018-03-19 15:00 | 598.164 | 239.7645 | 227.4322 | 1432.1723 | 1106.6638 | 0 | 78.9257 | 786.0461 | 385.4904 | 785.2986 | 2330.8758 | 0 | 3.6014 | 0.0055444 | 0 | 1.3396 | 0 | 0 | 838.9545 | 0 | 0 | 0 | 8814.7342 | 78 | 15 | Fall
2018-03-19 16:00 | 579.5084 | 275.1177 | 276.5814 | 1609.5404 | 1186.3498 | 0 | 78.4885 | 727.0166 | 352.9692 | 621.0163 | 2232.0612 | 0 | 3.9251 | 0.0055404 | 0 | 1.46 | 0 | 0 | 809.1817 | 0 | 0 | 0 | 8753.2218 | 78 | 16 | Fall
2018-03-19 17:00 | 559.2151 | 304.6152 | 378.3029 | 1846.0359 | 1285.7182 | 0 | 74.9112 | 663.1951 | 320.6486 | 598.3249 | 2151.2535 | 0 | 3.4305 | 0.0055448 | 0 | 1.276 | 0 | 0 | 757.9355 | 0 | 0 | 0 | 8944.8683 | 78 | 17 | Fall
2018-03-19 18:00 | 561.6594 | 279.6633 | 528.7962 | 1899.4773 | 1308.1114 | 0 | 80.5267 | 571.5016 | 294.2028 | 575.4137 | 1943.2761 | 0 | 4.1873 | 0.005685 | 0 | 1.5575 | 0 | 0 | 786.696 | 0 | 0 | 0 | 8835.0749 | 78 | 18 | Fall
2018-03-19 19:00 | 608.894 | 246.3347 | 693.8546 | 1845.1488 | 1272.7046 | 0 | 87.3772 | 484.1177 | 414.3518 | 539.2256 | 1848.5402 | 0 | 4.2927 | 0.0056475 | 0 | 1.5967 | 0 | 0 | 821.9036 | 0 | 0 | 0 | 8868.3481 | 78 | 19 | Fall
2018-03-19 20:00 | 645.5747 | 230.1379 | 775.5231 | 1739.085 | 1219.9539 | 0 | 87.0791 | 416.4 | 416.442 | 438.1668 | 1750.6478 | 0 | 3.6533 | 0.0063807 | 0 | 1.3589 | 0 | 0 | 839.1004 | 0 | 0 | 0 | 8563.1293 | 78 | 20 | Fall
2018-03-19 21:00 | 698.0017 | 221.9433 | 657.6027 | 1669.8828 | 1153.6728 | 0 | 49.5773 | 369.8124 | 384.8451 | 352.0244 | 1662.745 | 0 | 3.0367 | 0.0062121 | 0 | 1.1295 | 0 | 0 | 839.2622 | 0 | 0 | 0 | 8063.5422 | 78 | 21 | Fall
2018-03-19 22:00 | 770.4664 | 209.4997 | 323.4302 | 1399.852 | 994.7892 | 0 | 50.6073 | 342.2542 | 331.3103 | 288.1595 | 1607.0386 | 0 | 2.4315 | 0.0060129 | 0 | 0.9044 | 0 | 0 | 895.4257 | 0 | 0 | 0 | 7216.1749 | 78 | 22 | Fall
2018-03-19 23:00 | 821.6742 | 198.2561 | 136.9956 | 1033.6519 | 911.5185 | 0 | 54.8094 | 321.6105 | 297.0712 | 248.9182 | 1570.8671 | 0 | 1.7366 | 0.0058655 | 0 | 0.64596 | 0 | 0 | 1004.7657 | 0 | 0 | 0 | 6602.5268 | 78 | 23 | Fall
2018-03-20 | 873.5016 | 193.4721 | 86.8808 | 729.0749 | 882.0262 | 0 | 57.9401 | 281.0108 | 279.5264 | 204.2118 | 1505.9626 | 0 | 0.36628 | 0.0055618 | 0 | 0.13624 | 0 | 0 | 1395.632 | 0 | 0 | 0 | 6489.7472 | 79 | 0 | Fall
2018-03-20 01:00 | 911.8015 | 191.5706 | 79.4049 | 555.3136 | 866.4542 | 0 | 50.116 | 263.4555 | 269.2645 | 180.2288 | 1478.6466 | 0 | 0.24465 | 0.0055391 | 0 | 0.091001 | 0 | 0 | 1459.8879 | 0 | 0 | 0 | 6306.4853 | 79 | 1 | Fall
2018-03-20 02:00 | 973.122 | 192.7463 | 77.7954 | 475.2426 | 859.3222 | 0 | 55.4672 | 266.7939 | 266.4335 | 170.7425 | 1445.5446 | 0 | 0.11637 | 0.0055078 | 0 | 0.043284 | 0 | 0 | 1505.4016 | 0 | 0 | 0 | 6288.777 | 79 | 2 | Fall
2018-03-20 03:00 | 1038.8538 | 199.5341 | 77.7954 | 494.2362 | 860.139 | 0 | 66.9763 | 286.12 | 267.755 | 173.6096 | 1409.419 | 0 | 0.15442 | 0.0061567 | 0 | 0.057439 | 0 | 0 | 1531.866 | 0 | 0 | 0 | 6406.5224 | 79 | 3 | Fall
2018-03-20 04:00 | 1108.2804 | 206.1645 | 78.1604 | 627.0036 | 878.4125 | 0 | 80.6814 | 317.1811 | 278.5289 | 207.9716 | 1411.5797 | 0 | 0.086739 | 0.0062454 | 0 | 0.032263 | 0 | 0 | 1612.0169 | 0 | 0 | 0 | 6806.1062 | 79 | 4 | Fall
2018-03-20 05:00 | 1174.5564 | 214.3971 | 91.2099 | 981.1195 | 904.8905 | 0 | 114.5424 | 391.6734 | 308.6883 | 263.4329 | 1471.0486 | 0 | 0.36658 | 0.0076321 | 0 | 0.13635 | 0 | 0 | 1745.6823 | 0 | 0 | 0 | 7661.7521 | 79 | 5 | Fall
2018-03-20 06:00 | 1228.5955 | 230.1705 | 186.4034 | 1403.2136 | 962.4035 | 0 | 234.2138 | 503.9738 | 362.4822 | 347.9984 | 1780.761 | 0 | 0.94098 | 0.0055048 | 0 | 0.35001 | 0 | 0 | 1727.9759 | 0 | 0 | 0 | 8969.4883 | 79 | 6 | Fall
2018-03-20 07:00 | 1240.6252 | 227.0565 | 253.9884 | 1538.664 | 1033.6174 | 0 | 214.9038 | 601.9451 | 304.4375 | 474.5492 | 2019.6483 | 0 | 1.6262 | 0.0055876 | 0 | 0.60488 | 0 | 0 | 1682.8113 | 0 | 0 | 0 | 9594.4834 | 79 | 7 | Fall
2018-03-20 08:00 | 1122.1089 | 197.0674 | 255.6832 | 1536.1384 | 1075.5419 | 0 | 179.7615 | 649.4241 | 373.1925 | 725.1599 | 2262.3134 | 0 | 1.7667 | 0.0049811 | 0 | 0.65714 | 0 | 0 | 1757.8837 | 0 | 0 | 0 | 10136.7037 | 79 | 8 | Fall
2018-03-20 09:00 | 991.7847 | 178.4472 | 249.6482 | 1564.1746 | 1099.8256 | 0 | 138.5456 | 701.974 | 427.9549 | 829.9363 | 2474.8876 | 0 | 1.6614 | 0.0050787 | 0 | 0.61795 | 0 | 0 | 1851.3231 | 0 | 0 | 0 | 10510.7861 | 79 | 9 | Fall
2018-03-20 10:00 | 860.0308 | 165.4532 | 234.9211 | 1590.7039 | 1100.0182 | 0 | 109.3884 | 760.3155 | 455.032 | 891.6915 | 2638.8292 | 0 | 1.8803 | 0.0051287 | 0 | 0.69939 | 0 | 0 | 1843.0715 | 0 | 0 | 0 | 10652.04 | 79 | 10 | Fall
2018-03-20 11:00 | 742.695 | 161.0431 | 219.0741 | 1564.1297 | 1102.515 | 0 | 86.9717 | 812.8236 | 462.2699 | 910.6179 | 2689.9765 | 0 | 2.2238 | 0.0052293 | 0 | 0.82715 | 0 | 0 | 1796.2747 | 0 | 0 | 0 | 10551.4473 | 79 | 11 | Fall
2018-03-20 12:00 | 648.0121 | 168.587 | 209.8919 | 1457.1437 | 1110.2011 | 0 | 71.3744 | 858.5331 | 458.6284 | 903.1982 | 2668.6977 | 0 | 2.5013 | 0.0053319 | 0 | 0.93039 | 0 | 0 | 1780.9777 | 0 | 0 | 0 | 10338.6825 | 79 | 12 | Fall
2018-03-20 13:00 | 536.1404 | 184.8309 | 200.9426 | 1334.0939 | 1077.8051 | 0 | 58.6407 | 879.1455 | 444.9337 | 861.3315 | 2591.0355 | 0 | 2.4547 | 0.0054557 | 0 | 0.91305 | 0 | 0 | 1726.2854 | 0 | 0 | 0 | 9898.5585 | 79 | 13 | Fall
2018-03-20 14:00 | 450.8199 | 212.015 | 203.0204 | 1318.0125 | 1066.0542 | 0 | 48.1308 | 863.5003 | 418.6017 | 816.6103 | 2458.7766 | 0 | 2.7014 | 0.0054431 | 0 | 1.0048 | 0 | 0 | 1665.7352 | 0 | 0 | 0 | 9524.9886 | 79 | 14 | Fall
2018-03-20 15:00 | 384.9583 | 252.0207 | 225.3835 | 1423.6305 | 1108.4143 | 0 | 43.028 | 835.6987 | 385.4904 | 784.0429 | 2330.8758 | 0 | 3.5805 | 0.0054599 | 0 | 1.3318 | 0 | 0 | 1590.176 | 0 | 0 | 0 | 9368.6369 | 79 | 15 | Fall
2018-03-20 16:00 | 334.3487 | 300.2363 | 275.2057 | 1616.6509 | 1189.6863 | 0 | 38.8853 | 779.4177 | 352.9692 | 620.3436 | 2232.0612 | 0 | 4.6233 | 0.0047835 | 0 | 1.7197 | 0 | 0 | 1506.4366 | 0 | 0 | 0 | 9252.5891 | 79 | 16 | Fall
2018-03-20 17:00 | 306.5444 | 316.9775 | 375.7865 | 1849.2411 | 1286.906 | 0 | 36.86 | 680.775 | 320.6486 | 595.6588 | 2151.2535 | 0 | 5.4051 | 0.00481 | 0 | 2.0105 | 0 | 0 | 1410.142 | 0 | 0 | 0 | 9338.2137 | 79 | 17 | Fall
2018-03-20 18:00 | 297.0742 | 279.8272 | 527.6595 | 1911.7298 | 1309.0164 | 0 | 39.1011 | 582.7693 | 294.2028 | 574.3138 | 1943.2761 | 0 | 4.1935 | 0.004919 | 0 | 1.5598 | 0 | 0 | 1413.2254 | 0 | 0 | 0 | 9177.9538 | 79 | 18 | Fall
2018-03-20 19:00 | 332.6124 | 222.4623 | 685.5942 | 1860.5301 | 1269.9831 | 0 | 44.9875 | 473.1755 | 412.0974 | 537.2341 | 1848.5402 | 0 | 2.3085 | 0.0056422 | 0 | 0.85868 | 0 | 0 | 1439.4158 | 0 | 0 | 0 | 9129.8055 | 79 | 19 | Fall
2018-03-20 20:00 | 385.0249 | 195.0691 | 773.9912 | 1810.6072 | 1220.3134 | 0 | 50.6009 | 392.14 | 416.442 | 439.4349 | 1750.6478 | 0 | 1.7975 | 0.0055648 | 0 | 0.66861 | 0 | 0 | 1445.4338 | 0 | 0 | 0 | 8882.1768 | 79 | 20 | Fall
2018-03-20 21:00 | 460.9707 | 177.7372 | 654.9823 | 1681.634 | 1151.7343 | 0 | 32.5271 | 343.1498 | 384.8451 | 349.5524 | 1662.745 | 0 | 1.3756 | 0.0053811 | 0 | 0.51168 | 0 | 0 | 1442.7289 | 0 | 0 | 0 | 8344.4995 | 79 | 21 | Fall
2018-03-20 22:00 | 549.3495 | 163.9164 | 322.5345 | 1437.4244 | 994.1348 | 0 | 34.979 | 314.56 | 331.3103 | 288.5155 | 1607.0386 | 0 | 0.91001 | 0.0052273 | 0 | 0.33849 | 0 | 0 | 1416.458 | 0 | 0 | 0 | 7461.4747 | 79 | 22 | Fall
2018-03-20 23:00 | 631.2874 | 173.3212 | 135.8865 | 1028.1736 | 911.618 | 0 | 40.2862 | 296.944 | 297.0712 | 247.7455 | 1570.8671 | 0 | 0.66873 | 0.0057978 | 0 | 0.24874 | 0 | 0 | 1429.4212 | 0 | 0 | 0 | 6763.5451 | 79 | 23 | Fall
2018-03-21 | 719.0033 | 182.4633 | 86.7099 | 708.0036 | 881.9553 | 0 | 45.7148 | 258.4336 | 279.5264 | 204.3788 | 1505.9626 | 0 | 0.38268 | 0.0056313 | 0 | 0.14234 | 0 | 0 | 1458.8851 | 0 | 0 | 0 | 6331.5675 | 80 | 0 | Fall
2018-03-21 01:00 | 803.0985 | 189.1078 | 79.415 | 555.0887 | 866.3906 | 0 | 43.1601 | 243.9384 | 269.5294 | 180.5272 | 1478.1875 | 0 | 0.24879 | 0.0061423 | 0 | 0.09254 | 0 | 0 | 1486.1112 | 0 | 0 | 0 | 6194.9019 | 80 | 1 | Fall
2018-03-21 02:00 | 914.6952 | 199.0038 | 77.7954 | 487.4594 | 859.2752 | 0 | 52.8148 | 248.8716 | 266.5707 | 170.6619 | 1447.029 | 0 | 0.11856 | 0.0061105 | 0 | 0.044099 | 0 | 0 | 1528.7515 | 0 | 0 | 0 | 6253.0971 | 80 | 2 | Fall
2018-03-21 03:00 | 1012.4936 | 207.2859 | 77.7954 | 504.8462 | 860.1594 | 0 | 65.4248 | 264.1421 | 267.699 | 173.2507 | 1412.9785 | 0 | 0.15562 | 0.0060938 | 0 | 0.057886 | 0 | 0 | 1544.6776 | 0 | 0 | 0 | 6390.9727 | 80 | 3 | Fall
2018-03-21 04:00 | 1138.1287 | 220.9886 | 78.1219 | 641.4548 | 878.4958 | 0 | 84.4713 | 290.83 | 278.346 | 207.3499 | 1415.3208 | 0 | 0.086424 | 0.0061858 | 0 | 0.032146 | 0 | 0 | 1611.1447 | 0 | 0 | 0 | 6844.7774 | 80 | 4 | Fall
2018-03-21 05:00 | 1259.3097 | 233.9123 | 90.9138 | 971.2137 | 905.054 | 0 | 124.809 | 358.6754 | 308.3191 | 262.389 | 1476.3328 | 0 | 0.36308 | 0.0075115 | 0 | 0.13505 | 0 | 0 | 1728.3398 | 0 | 0 | 0 | 7719.7741 | 80 | 5 | Fall
2018-03-21 06:00 | 1369.0678 | 251.6703 | 185.5638 | 1384.8796 | 962.4326 | 0 | 256.843 | 463.8108 | 361.4325 | 344.9142 | 1786.7213 | 0 | 0.92799 | 0.0054601 | 0 | 0.34518 | 0 | 0 | 1704.5975 | 0 | 0 | 0 | 9073.2121 | 80 | 6 | Fall
2018-03-21 07:00 | 1423.2218 | 262.8478 | 252.7762 | 1504.6416 | 1035.9546 | 0 | 247.6936 | 551.8232 | 301.4247 | 474.7548 | 2024.559 | 0 | 1.6125 | 0.0055547 | 0 | 0.59977 | 0 | 0 | 1669.3439 | 0 | 0 | 0 | 9751.2589 | 80 | 7 | Fall
2018-03-21 08:00 | 1264.7635 | 245.5988 | 255.9098 | 1514.243 | 1077.8047 | 0 | 207.1795 | 609.5462 | 369.9993 | 721.1953 | 2265.9667 | 0 | 1.7612 | 0.0049037 | 0 | 0.65509 | 0 | 0 | 1751.9764 | 0 | 0 | 0 | 10286.6044 | 80 | 8 | Fall
2018-03-21 09:00 | 1037.7151 | 214.7271 | 250.242 | 1625.1229 | 1102.2872 | 0 | 156.093 | 673.2522 | 426.9046 | 830.1168 | 2476.1416 | 0 | 1.6558 | 0.0056702 | 0 | 0.61588 | 0 | 0 | 1844.9808 | 0 | 0 | 0 | 10639.8604 | 80 | 9 | Fall
2018-03-21 10:00 | 820.9313 | 179.234 | 233.5158 | 1656.6691 | 1101.2156 | 0 | 110.2151 | 738.4401 | 454.7857 | 890.0617 | 2638.4569 | 0 | 1.8819 | 0.0057411 | 0 | 0.69998 | 0 | 0 | 1845.0111 | 0 | 0 | 0 | 10671.1239 | 80 | 10 | Fall
2018-03-21 11:00 | 649.8691 | 169.4694 | 218.201 | 1554.6602 | 1102.9118 | 0 | 76.9824 | 794.2772 | 462.2038 | 909.704 | 2687.2316 | 0 | 2.2442 | 0.0051331 | 0 | 0.83474 | 0 | 0 | 1812.8465 | 0 | 0 | 0 | 10441.4409 | 80 | 11 | Fall
2018-03-21 12:00 | 540.1971 | 174.9843 | 209.0268 | 1513.1103 | 1109.8478 | 0 | 57.0594 | 830.7849 | 458.607 | 900.7032 | 2665.233 | 0 | 2.5459 | 0.0051719 | 0 | 0.94697 | 0 | 0 | 1812.4756 | 0 | 0 | 0 | 10275.5273 | 80 | 12 | Fall
2018-03-21 13:00 | 417.3868 | 195.5888 | 201.5999 | 1383.431 | 1078.5614 | 0 | 43.9496 | 849.0577 | 444.7941 | 859.9498 | 2587.6906 | 0 | 2.5218 | 0.0051905 | 0 | 0.93802 | 0 | 0 | 1773.4972 | 0 | 0 | 0 | 9838.972 | 80 | 13 | Fall
2018-03-21 14:00 | 321.3634 | 220.3969 | 203.518 | 1306.058 | 1065.6117 | 0 | 34.4228 | 834.9188 | 418.3252 | 816.1541 | 2454.409 | 0 | 2.8186 | 0.0052799 | 0 | 1.0484 | 0 | 0 | 1737.6655 | 0 | 0 | 0 | 9416.7156 | 80 | 14 | Fall
2018-03-21 15:00 | 240.8328 | 252.1206 | 224.1563 | 1372.3518 | 1106.5476 | 0 | 29.5117 | 802.5061 | 385.0426 | 782.1223 | 2323.7506 | 0 | 3.7756 | 0.0052947 | 0 | 1.4044 | 0 | 0 | 1676.6325 | 0 | 0 | 0 | 9200.7602 | 80 | 15 | Fall
2018-03-21 16:00 | 191.5174 | 285.974 | 271.7403 | 1584.2677 | 1184.7556 | 0 | 26.1376 | 751.4772 | 352.7135 | 619.1944 | 2226.2753 | 0 | 4.9285 | 0.0053753 | 0 | 1.8332 | 0 | 0 | 1606.0143 | 0 | 0 | 0 | 9106.8342 | 80 | 16 | Fall
2018-03-21 17:00 | 171.6804 | 302.3488 | 375.6115 | 1799.8369 | 1285.7418 | 0 | 28.696 | 661.4785 | 320.485 | 594.9028 | 2145.2711 | 0 | 5.8537 | 0.0053623 | 0 | 2.1774 | 0 | 0 | 1527.1247 | 0 | 0 | 0 | 9221.2138 | 80 | 17 | Fall
2018-03-21 18:00 | 191.1788 | 261.0242 | 525.3664 | 1891.4158 | 1307.1017 | 0 | 36.4607 | 557.6538 | 293.9396 | 572.4525 | 1939.6489 | 0 | 4.5138 | 0.0054746 | 0 | 1.6789 | 0 | 0 | 1521.3766 | 0 | 0 | 0 | 9103.8172 | 80 | 18 | Fall
2018-03-21 19:00 | 258.8122 | 200.771 | 692.6894 | 1834.1244 | 1271.0364 | 0 | 52.1557 | 449.9172 | 411.8437 | 535.5237 | 1847.6458 | 0 | 2.4939 | 0.0054028 | 0 | 0.92764 | 0 | 0 | 1555.4421 | 0 | 0 | 0 | 9113.3885 | 80 | 19 | Fall
2018-03-21 20:00 | 348.5065 | 180.8678 | 774.2816 | 1783.9813 | 1218.7783 | 0 | 66.5967 | 377.5455 | 416.9044 | 436.2908 | 1751.3338 | 0 | 1.9288 | 0.0053625 | 0 | 0.71744 | 0 | 0 | 1550.8706 | 0 | 0 | 0 | 8908.6088 | 80 | 20 | Fall
2018-03-21 21:00 | 451.5145 | 169.6125 | 654.5574 | 1698.3426 | 1151.4719 | 0 | 41.0522 | 334.0942 | 387.4343 | 347.8113 | 1664.7943 | 0 | 1.4286 | 0.0052304 | 0 | 0.53137 | 0 | 0 | 1497.9753 | 0 | 0 | 0 | 8400.6256 | 80 | 21 | Fall
2018-03-21 22:00 | 571.9385 | 164.7428 | 322.5028 | 1412.9414 | 994.4926 | 0 | 44.4971 | 308.2684 | 334.9043 | 287.8629 | 1608.5029 | 0 | 0.92435 | 0.0050148 | 0 | 0.34382 | 0 | 0 | 1438.6359 | 0 | 0 | 0 | 7490.5628 | 80 | 22 | Fall
2018-03-21 23:00 | 687.3242 | 167.4629 | 135.779 | 1042.8529 | 911.4981 | 0 | 55.1376 | 293.0751 | 299.0758 | 246.8416 | 1571.4723 | 0 | 0.68009 | 0.0056649 | 0 | 0.25296 | 0 | 0 | 1453.8337 | 0 | 0 | 0 | 6865.2917 | 80 | 23 | Fall
2018-03-22 | 786.0376 | 171.7368 | 86.5517 | 731.308 | 882.0268 | 0 | 61.8988 | 258.3133 | 280.3765 | 205.0048 | 1505.1196 | 0 | 0.38659 | 0.0055295 | 0 | 0.14379 | 0 | 0 | 1472.5097 | 0 | 0 | 0 | 6441.4194 | 81 | 0 | Winter
2018-03-22 01:00 | 871.7221 | 177.915 | 79.4326 | 556.5439 | 866.4791 | 0 | 57.6335 | 243.7806 | 269.4236 | 180.2061 | 1473.7262 | 0 | 0.24981 | 0.0060376 | 0 | 0.092917 | 0 | 0 | 1492.2385 | 0 | 0 | 0 | 6269.4499 | 81 | 1 | Winter
2018-03-22 02:00 | 1005.4967 | 187.5658 | 77.7954 | 473.9569 | 859.3993 | 0 | 69.6477 | 248.1395 | 266.5045 | 170.4471 | 1441.5905 | 0 | 0.11945 | 0.0060655 | 0 | 0.044429 | 0 | 0 | 1540.6146 | 0 | 0 | 0 | 6341.328 | 81 | 2 | Winter
2018-03-22 03:00 | 1119.792 | 198.311 | 77.7954 | 489.4453 | 860.1926 | 0 | 80.3708 | 262.6765 | 267.7548 | 172.6859 | 1406.1367 | 0 | 0.15589 | 0.0059498 | 0 | 0.057986 | 0 | 0 | 1543.564 | 0 | 0 | 0 | 6478.9449 | 81 | 3 | Winter
2018-03-22 04:00 | 1239.9106 | 211.1611 | 78.0842 | 619.4437 | 878.2393 | 0 | 94.5362 | 289.0973 | 278.5034 | 207.8776 | 1407.606 | 0 | 0.087941 | 0.00745 | 0 | 0.032711 | 0 | 0 | 1625.3499 | 0 | 0 | 0 | 6929.9374 | 81 | 4 | Winter
2018-03-22 05:00 | 1343.8027 | 225.3008 | 90.3442 | 974.7515 | 904.7405 | 0 | 134.2835 | 358.2884 | 308.7658 | 262.4566 | 1468.3202 | 0 | 0.36718 | 0.0074091 | 0 | 0.13658 | 0 | 0 | 1748.912 | 0 | 0 | 0 | 7820.4774 | 81 | 5 | Winter
2018-03-22 06:00 | 1434.4289 | 233.3561 | 183.5418 | 1423.42 | 961.7896 | 0 | 264.4248 | 463.2694 | 362.8946 | 345.818 | 1779.6201 | 0 | 0.93532 | 0.0060162 | 0 | 0.3479 | 0 | 0 | 1717.3992 | 0 | 0 | 0 | 9171.2517 | 81 | 6 | Winter
2018-03-22 07:00 | 1454.1713 | 235.3815 | 253.8315 | 1525.6467 | 1035.3137 | 0 | 247.8657 | 549.4636 | 302.2329 | 473.5955 | 2017.8965 | 0 | 1.6341 | 0.0054319 | 0 | 0.60781 | 0 | 0 | 1692.1183 | 0 | 0 | 0 | 9789.7643 | 81 | 7 | Winter
2018-03-22 08:00 | 1285.9046 | 215.9257 | 253.531 | 1519.2482 | 1076.4659 | 0 | 204.1724 | 605.8159 | 373.2298 | 719.6078 | 2257.9883 | 0 | 1.7919 | 0.0055216 | 0 | 0.66651 | 0 | 0 | 1782.5325 | 0 | 0 | 0 | 10296.886 | 81 | 8 | Winter
2018-03-22 09:00 | 1064.7035 | 182.2666 | 247.0571 | 1555.8079 | 1099.7949 | 0 | 150.4082 | 666.2134 | 427.9351 | 828.9039 | 2464.3516 | 0 | 1.6823 | 0.0056305 | 0 | 0.62573 | 0 | 0 | 1875.186 | 0 | 0 | 0 | 10564.9417 | 81 | 9 | Winter
2018-03-22 10:00 | 858.9398 | 152.3879 | 234.5592 | 1644.8219 | 1101.0071 | 0 | 103.419 | 719.9415 | 454.9391 | 887.7412 | 2619.0307 | 0 | 1.9201 | 0.0057395 | 0 | 0.71421 | 0 | 0 | 1882.0859 | 0 | 0 | 0 | 10661.5134 | 81 | 10 | Winter
2018-03-22 11:00 | 674.8608 | 132.0762 | 218.3293 | 1626.1296 | 1102.9319 | 0 | 72.2908 | 766.191 | 462.2158 | 909.0224 | 2659.1363 | 0 | 2.3014 | 0.0051126 | 0 | 0.85603 | 0 | 0 | 1858.8333 | 0 | 0 | 0 | 10485.1801 | 81 | 11 | Winter
2018-03-22 12:00 | 545.6707 | 120.9244 | 206.4526 | 1492.3505 | 1107.726 | 0 | 52.2118 | 798.4103 | 458.611 | 899.8943 | 2631.5079 | 0 | 2.6138 | 0.0051808 | 0 | 0.97223 | 0 | 0 | 1860.9018 | 0 | 0 | 0 | 10178.2525 | 81 | 12 | Winter
2018-03-22 13:00 | 402.9855 | 116.8851 | 198.8823 | 1331.3438 | 1075.888 | 0 | 37.6904 | 813.0216 | 444.7978 | 858.6511 | 2553.0501 | 0 | 2.5985 | 0.0051664 | 0 | 0.96654 | 0 | 0 | 1827.4835 | 0 | 0 | 0 | 9664.2493 | 81 | 13 | Winter
2018-03-22 14:00 | 305.1264 | 127.6028 | 202.2872 | 1286.2764 | 1063.7375 | 0 | 27.691 | 801.299 | 418.3259 | 814.1921 | 2424.9496 | 0 | 2.9026 | 0.0052355 | 0 | 1.0796 | 0 | 0 | 1789.5496 | 0 | 0 | 0 | 9265.025 | 81 | 14 | Winter
2018-03-22 15:00 | 227.1314 | 155.2711 | 223.7668 | 1384.3715 | 1105.6302 | 0 | 22.9214 | 778.5197 | 385.0428 | 779.9431 | 2305.3861 | 0 | 3.897 | 0.0052898 | 0 | 1.4495 | 0 | 0 | 1730.6882 | 0 | 0 | 0 | 9104.0241 | 81 | 15 | Winter
2018-03-22 16:00 | 190.7148 | 203.6628 | 272.2759 | 1583.7238 | 1185.4849 | 0 | 21.9926 | 731.4896 | 352.7128 | 618.7619 | 2218.8984 | 0 | 5.0984 | 0.0053528 | 0 | 1.8964 | 0 | 0 | 1661.4886 | 0 | 0 | 0 | 9048.2064 | 81 | 16 | Winter
2018-03-22 17:00 | 166.8038 | 226.9505 | 375.0836 | 1813.2911 | 1285.4469 | 0 | 23.0318 | 646.7171 | 320.4859 | 592.3528 | 2147.8031 | 0 | 6.0491 | 0.0053292 | 0 | 2.25 | 0 | 0 | 1578.168 | 0 | 0 | 0 | 9184.4391 | 81 | 17 | Winter
2018-03-22 18:00 | 173.6643 | 204.2815 | 529.6734 | 1896.0715 | 1310.4617 | 0 | 29.621 | 556.1724 | 293.9385 | 572.6196 | 1949.5547 | 0 | 4.6379 | 0.0054834 | 0 | 1.7251 | 0 | 0 | 1563.1553 | 0 | 0 | 0 | 9085.5823 | 81 | 18 | Winter
2018-03-22 19:00 | 225.6688 | 162.1508 | 693.3656 | 1829.8443 | 1274.2169 | 0 | 40.8135 | 455.6539 | 411.3802 | 535.9859 | 1862.2369 | 0 | 2.5861 | 0.0054896 | 0 | 0.96193 | 0 | 0 | 1613.0079 | 0 | 0 | 0 | 9107.8783 | 81 | 19 | Winter
2018-03-22 20:00 | 283.1618 | 147.8191 | 772.9166 | 1742.3993 | 1219.6262 | 0 | 47.6632 | 380.0711 | 416.262 | 436.0586 | 1767.361 | 0 | 1.9957 | 0.0054473 | 0 | 0.7423 | 0 | 0 | 1604.8736 | 0 | 0 | 0 | 8820.956 | 81 | 20 | Winter
2018-03-22 21:00 | 365.0579 | 140.8602 | 655.2281 | 1683.0695 | 1153.9929 | 0 | 30.0453 | 332.7479 | 384.679 | 348.137 | 1678.2702 | 0 | 1.4883 | 0.0053254 | 0 | 0.55358 | 0 | 0 | 1560.6784 | 0 | 0 | 0 | 8334.8138 | 81 | 21 | Winter
2018-03-22 22:00 | 479.9311 | 154.548 | 325.3302 | 1421.2698 | 995.9309 | 0 | 34.5636 | 304.8812 | 331.3634 | 287.0763 | 1615.7561 | 0 | 0.96943 | 0.0051845 | 0 | 0.36059 | 0 | 0 | 1509.591 | 0 | 0 | 0 | 7461.5769 | 81 | 22 | Winter
2018-03-22 23:00 | 576.0956 | 155.1423 | 136.6645 | 1023.2736 | 911.7846 | 0 | 42.1536 | 288.7781 | 297.3906 | 247.7323 | 1570.2167 | 0 | 0.70894 | 0.0057338 | 0 | 0.2637 | 0 | 0 | 1515.3656 | 0 | 0 | 0 | 6765.5759 | 81 | 23 | Winter
2018-03-23 | 649.7583 | 158.3091 | 86.845 | 738.454 | 882.1153 | 0 | 43.6115 | 253.803 | 279.9786 | 204.9008 | 1499.6921 | 0 | 0.40231 | 0.0062485 | 0 | 0.14964 | 0 | 0 | 1532.2145 | 0 | 0 | 0 | 6330.2405 | 82 | 0 | Winter
2018-03-23 01:00 | 719.2321 | 164.6056 | 79.391 | 552.3844 | 866.4054 | 0 | 38.9684 | 240.3948 | 269.2631 | 179.0753 | 1478.7407 | 0 | 0.25933 | 0.0062117 | 0 | 0.09646 | 0 | 0 | 1548.5838 | 0 | 0 | 0 | 6137.4067 | 82 | 1 | Winter
2018-03-23 02:00 | 833.6565 | 179.114 | 77.7954 | 482.2633 | 859.3371 | 0 | 45.494 | 246.354 | 266.4351 | 171.2071 | 1445.3137 | 0 | 0.12207 | 0.0061729 | 0 | 0.045406 | 0 | 0 | 1579.1832 | 0 | 0 | 0 | 6186.3271 | 82 | 2 | Winter
2018-03-23 03:00 | 940.3388 | 196.5591 | 77.7954 | 501.0792 | 860.1809 | 0 | 54.6743 | 263.9387 | 267.7569 | 172.6025 | 1409.2703 | 0 | 0.16033 | 0.0062173 | 0 | 0.059634 | 0 | 0 | 1587.243 | 0 | 0 | 0 | 6331.6652 | 82 | 3 | Winter
2018-03-23 04:00 | 1051.2422 | 210.2886 | 78.1486 | 621.4001 | 878.4339 | 0 | 69.1166 | 291.8081 | 278.5651 | 206.2393 | 1411.641 | 0 | 0.089012 | 0.0075191 | 0 | 0.033109 | 0 | 0 | 1643.8294 | 0 | 0 | 0 | 6740.8425 | 82 | 4 | Winter
2018-03-23 05:00 | 1176.4392 | 228.6724 | 90.8412 | 952.6342 | 904.7768 | 0 | 109.6699 | 361.2315 | 308.9087 | 262.4933 | 1471.3644 | 0 | 0.37084 | 0.0075242 | 0 | 0.13794 | 0 | 0 | 1764.6837 | 0 | 0 | 0 | 7632.2316 | 82 | 5 | Winter
2018-03-23 06:00 | 1271.0096 | 236.0122 | 184.4153 | 1354.1362 | 961.3803 | 0 | 255.2199 | 467.1443 | 363.0902 | 345.0304 | 1781.3974 | 0 | 0.94157 | 0.0061233 | 0 | 0.35022 | 0 | 0 | 1730.3906 | 0 | 0 | 0 | 8950.5243 | 82 | 6 | Winter
2018-03-23 07:00 | 1280.0025 | 239.8127 | 253.4455 | 1490.9235 | 1034.6517 | 0 | 231.3311 | 559.2704 | 301.2625 | 472.2532 | 2020.5106 | 0 | 1.6631 | 0.0054961 | 0 | 0.61861 | 0 | 0 | 1722.1618 | 0 | 0 | 0 | 9607.9126 | 82 | 7 | Winter
2018-03-23 08:00 | 1146.735 | 221.2847 | 255.6084 | 1465.0997 | 1077.2199 | 0 | 189.2205 | 623.1334 | 373.5291 | 719.5669 | 2263.4399 | 0 | 1.8215 | 0.0056137 | 0 | 0.67753 | 0 | 0 | 1812.2476 | 0 | 0 | 0 | 10149.5898 | 82 | 8 | Winter
2018-03-23 09:00 | 963.9339 | 199.4268 | 249.9895 | 1520.9975 | 1101.9643 | 0 | 140.6602 | 686.8682 | 428.1539 | 827.5046 | 2475.5218 | 0 | 1.7093 | 0.0056935 | 0 | 0.6358 | 0 | 0 | 1904.3965 | 0 | 0 | 0 | 10501.7679 | 82 | 9 | Winter
2018-03-23 10:00 | 798.3829 | 179.6464 | 235.7544 | 1597.4263 | 1101.3621 | 0 | 104.9313 | 751.0952 | 455.0525 | 887.5342 | 2639.1871 | 0 | 1.9261 | 0.0057134 | 0 | 0.71642 | 0 | 0 | 1887.8872 | 0 | 0 | 0 | 10640.9078 | 82 | 10 | Winter
2018-03-23 11:00 | 670.4461 | 171.5565 | 218.0603 | 1542.4933 | 1103.6802 | 0 | 78.6672 | 808.272 | 462.2472 | 908.4436 | 2690.1353 | 0 | 2.3014 | 0.00578 | 0 | 0.85603 | 0 | 0 | 1858.9807 | 0 | 0 | 0 | 10516.1456 | 82 | 11 | Winter
2018-03-23 12:00 | 566.3454 | 190.4988 | 211.0492 | 1466.8319 | 1111.8548 | 0 | 60.5299 | 847.5526 | 458.6161 | 900.131 | 2668.8029 | 0 | 2.6317 | 0.0057564 | 0 | 0.97887 | 0 | 0 | 1873.6725 | 0 | 0 | 0 | 10359.5014 | 82 | 12 | Winter
2018-03-23 13:00 | 459.565 | 226.2851 | 201.853 | 1344.0382 | 1078.3315 | 0 | 51.8262 | 881.7565 | 444.7996 | 859.2955 | 2591.1365 | 0 | 2.6509 | 0.0057791 | 0 | 0.98604 | 0 | 0 | 1864.2503 | 0 | 0 | 0 | 10006.78 | 82 | 13 | Winter
2018-03-23 14:00 | 388.7927 | 287.3172 | 204.9392 | 1267.2354 | 1066.0435 | 0 | 48.7561 | 896.6767 | 418.3241 | 817.1877 | 2458.6795 | 0 | 3.0263 | 0.0057975 | 0 | 1.1257 | 0 | 0 | 1865.6827 | 0 | 0 | 0 | 9723.7927 | 82 | 14 | Winter
2018-03-23 15:00 | 356.4211 | 364.0256 | 225.2608 | 1369.2519 | 1107.7125 | 0 | 50.2669 | 883.887 | 385.0424 | 783.0224 | 2330.3807 | 0 | 4.0961 | 0.0058049 | 0 | 1.5236 | 0 | 0 | 1819.2288 | 0 | 0 | 0 | 9680.1256 | 82 | 15 | Winter
2018-03-23 16:00 | 343.4176 | 416.6187 | 272.9336 | 1574.6103 | 1187.3367 | 0 | 51.9784 | 826.44 | 352.7127 | 622.6382 | 2231.4381 | 0 | 5.4077 | 0.0058278 | 0 | 2.0114 | 0 | 0 | 1762.1807 | 0 | 0 | 0 | 9649.7298 | 82 | 16 | Winter
2018-03-23 17:00 | 335.345 | 458.2047 | 374.6969 | 1818.634 | 1286.748 | 0 | 47.4191 | 740.8869 | 320.4995 | 596.7479 | 2150.4236 | 0 | 6.5183 | 0.0058964 | 0 | 2.4245 | 0 | 0 | 1700.5137 | 0 | 0 | 0 | 9839.0682 | 82 | 17 | Winter
2018-03-23 18:00 | 341.4521 | 438.0069 | 527.394 | 1869.3059 | 1309.3185 | 0 | 52.3138 | 642.6277 | 293.9528 | 577.4915 | 1942.5304 | 0 | 4.9764 | 0.0060009 | 0 | 1.851 | 0 | 0 | 1677.1261 | 0 | 0 | 0 | 9678.3532 | 82 | 18 | Winter
2018-03-23 19:00 | 374.5468 | 377.5383 | 691.4 | 1852.264 | 1270.6254 | 0 | 57.9099 | 519.9625 | 411.3431 | 539.0761 | 1847.9887 | 0 | 2.738 | 0.0060414 | 0 | 1.0184 | 0 | 0 | 1707.7239 | 0 | 0 | 0 | 9654.141 | 82 | 19 | Winter
2018-03-23 20:00 | 412.3037 | 320.8503 | 775.3096 | 1779.4429 | 1219.19 | 0 | 61.0502 | 425.5148 | 416.2357 | 439.1539 | 1750.3133 | 0 | 2.0884 | 0.0060387 | 0 | 0.7768 | 0 | 0 | 1679.26 | 0 | 0 | 0 | 9281.4957 | 82 | 20 | Winter
2018-03-23 21:00 | 467.5898 | 277.8611 | 655.9616 | 1686.9074 | 1152.6486 | 0 | 39.3722 | 365.3937 | 384.597 | 351.9126 | 1662.5902 | 0 | 1.5402 | 0.0058542 | 0 | 0.5729 | 0 | 0 | 1614.99 | 0 | 0 | 0 | 8661.9431 | 82 | 21 | Winter
2018-03-23 22:00 | 542.0182 | 252.4607 | 322.9826 | 1412.9618 | 995.2627 | 0 | 40.0278 | 333.9758 | 331.1797 | 291.388 | 1606.9977 | 0 | 0.99086 | 0.0056728 | 0 | 0.36856 | 0 | 0 | 1542.0502 | 0 | 0 | 0 | 7672.6703 | 82 | 22 | Winter
2018-03-23 23:00 | 602.0805 | 226.8057 | 136.7115 | 1042.1773 | 911.9319 | 0 | 44.5727 | 310.4511 | 297.0686 | 248.9447 | 1570.7655 | 0 | 0.71744 | 0.0056553 | 0 | 0.26686 | 0 | 0 | 1533.2624 | 0 | 0 | 0 | 6925.7619 | 82 | 23 | Winter
2018-03-24 | 644.2024 | 201.0303 | 87.1484 | 693.2115 | 882.5028 | 0 | 45.3531 | 267.6671 | 279.5245 | 205.5568 | 1506.1533 | 0 | 0.3934 | 0.0061419 | 0 | 0.14633 | 0 | 0 | 1498.9681 | 0 | 0 | 0 | 6311.8643 | 83 | 0 | Fall
2018-03-24 01:00 | 694.9299 | 189.5704 | 79.4398 | 545.2028 | 866.5105 | 0 | 43.4845 | 273.0192 | 255.9752 | 170.4183 | 1557.1641 | 0 | 0.25286 | 0.0060629 | 0 | 0.094055 | 0 | 0 | 1508.5776 | 0 | 0 | 0 | 6184.6453 | 83 | 1 | Fall
2018-03-24 02:00 | 787.8818 | 183.3596 | 77.3015 | 485.595 | 859.3281 | 0 | 48.473 | 271.743 | 250.1968 | 172.2588 | 1530.9542 | 0 | 0.11884 | 0.0061122 | 0 | 0.044205 | 0 | 0 | 1535.2057 | 0 | 0 | 0 | 6202.4668 | 83 | 2 | Fall
2018-03-24 03:00 | 865.7493 | 184.4856 | 77.3015 | 474.5122 | 860.1688 | 0 | 55.7945 | 281.0612 | 248.3003 | 190.8583 | 1497.1429 | 0 | 0.15491 | 0.0061154 | 0 | 0.05762 | 0 | 0 | 1536.5859 | 0 | 0 | 0 | 6272.1792 | 83 | 3 | Fall
2018-03-24 04:00 | 933.6797 | 186.5967 | 78.0051 | 492.7623 | 877.4982 | 0 | 65.0886 | 295.1767 | 250.4716 | 208.349 | 1449.9068 | 0 | 0.086176 | 0.0062421 | 0 | 0.032054 | 0 | 0 | 1600.8987 | 0 | 0 | 0 | 6438.5579 | 83 | 4 | Fall
2018-03-24 05:00 | 1022.8935 | 200.5332 | 84.7023 | 635.4786 | 899.5259 | 0 | 94.1652 | 322.7387 | 255.7728 | 238.4513 | 1396.508 | 0 | 0.36 | 0.0075918 | 0 | 0.13391 | 0 | 0 | 1715.0848 | 0 | 0 | 0 | 6866.3558 | 83 | 5 | Fall
2018-03-24 06:00 | 1101.064 | 211.8622 | 127.2311 | 916.6868 | 931.4853 | 0 | 211.918 | 387.9672 | 271.7089 | 297.0858 | 1505.2127 | 0 | 0.90458 | 0.0054282 | 0 | 0.33647 | 0 | 0 | 1661.4727 | 0 | 0 | 0 | 7624.9414 | 83 | 6 | Fall
2018-03-24 07:00 | 1120.1845 | 209.8742 | 200.8399 | 1310.2017 | 996.7737 | 0 | 183.3396 | 427.8556 | 163.1629 | 339.3378 | 1486.0485 | 0 | 1.6314 | 0.0054861 | 0 | 0.60683 | 0 | 0 | 1689.8996 | 0 | 0 | 0 | 8129.7619 | 83 | 7 | Fall
2018-03-24 08:00 | 978.9537 | 196.1968 | 273.1263 | 1609.7921 | 1086.0802 | 0 | 150.9741 | 476.3584 | 189.3831 | 485.2984 | 1459.9881 | 0 | 1.7936 | 0.0055668 | 0 | 0.66713 | 0 | 0 | 1784.8766 | 0 | 0 | 0 | 8693.494 | 83 | 8 | Fall
2018-03-24 09:00 | 807.3345 | 176.4045 | 306.4724 | 1762.3039 | 1135.8477 | 0 | 114.7627 | 541.0996 | 216.2907 | 544.3912 | 1471.5645 | 0 | 1.6799 | 0.0056103 | 0 | 0.62486 | 0 | 0 | 1872.231 | 0 | 0 | 0 | 8951.013 | 83 | 9 | Fall
2018-03-24 10:00 | 646.7557 | 165.4334 | 299.9579 | 1746.5768 | 1140.5389 | 0 | 84.2048 | 606.0141 | 230.3457 | 586.6805 | 1533.5512 | 0 | 1.8909 | 0.0056934 | 0 | 0.70335 | 0 | 0 | 1853.8409 | 0 | 0 | 0 | 8896.4998 | 83 | 10 | Fall
2018-03-24 11:00 | 509.0391 | 162.0071 | 276.8043 | 1760.2802 | 1144.5777 | 0 | 63.9845 | 670.5099 | 237.352 | 618.0981 | 1574.19 | 0 | 2.2388 | 0.0055971 | 0 | 0.83274 | 0 | 0 | 1808.2076 | 0 | 0 | 0 | 8828.1277 | 83 | 11 | Fall
2018-03-24 12:00 | 427.4181 | 165.78 | 263.0147 | 1728.2773 | 1152.1335 | 0 | 50.8364 | 711.3034 | 239.1115 | 642.8237 | 1597.9018 | 0 | 2.5697 | 0.0049726 | 0 | 0.95584 | 0 | 0 | 1829.672 | 0 | 0 | 0 | 8811.803 | 83 | 12 | Fall
2018-03-24 13:00 | 336.3108 | 180.7799 | 258.5088 | 1589.0493 | 1122.1147 | 0 | 41.2219 | 726.3674 | 238.5164 | 657.1462 | 1609.9614 | 0 | 2.545 | 0.0053121 | 0 | 0.94663 | 0 | 0 | 1789.8133 | 0 | 0 | 0 | 8553.287 | 83 | 13 | Fall
2018-03-24 14:00 | 275.6582 | 211.217 | 263.3655 | 1534.0842 | 1108.2442 | 0 | 36.1913 | 723.2953 | 234.9383 | 659.8726 | 1631.1355 | 0 | 2.8507 | 0.0049515 | 0 | 1.0603 | 0 | 0 | 1757.6419 | 0 | 0 | 0 | 8439.56 | 83 | 14 | Fall
2018-03-24 15:00 | 243.5063 | 261.3072 | 278.8491 | 1597.8095 | 1150.5738 | 0 | 37.1818 | 714.8729 | 229.9111 | 647.3118 | 1678.883 | 0 | 3.9581 | 0.0056826 | 0 | 1.4722 | 0 | 0 | 1757.8817 | 0 | 0 | 0 | 8603.5242 | 83 | 15 | Fall
2018-03-24 16:00 | 232.9306 | 307.6135 | 321.3071 | 1705.1302 | 1228.3725 | 0 | 37.9111 | 694.0721 | 225.8078 | 541.3786 | 1741.6208 | 0 | 5.1824 | 0.0056868 | 0 | 1.9277 | 0 | 0 | 1688.8909 | 0 | 0 | 0 | 8732.1508 | 83 | 16 | Fall
2018-03-24 17:00 | 229.919 | 330.7915 | 413.3573 | 1900.3939 | 1320.1872 | 0 | 40.3546 | 639.8635 | 223.5492 | 523.5861 | 1803.5482 | 0 | 6.1591 | 0.0050473 | 0 | 2.2909 | 0 | 0 | 1606.9191 | 0 | 0 | 0 | 9040.9248 | 83 | 17 | Fall
2018-03-24 18:00 | 243.7635 | 310.6831 | 557.7423 | 1947.1391 | 1332.2406 | 0 | 46.7908 | 571.3201 | 222.7556 | 494.0854 | 1709.4431 | 0 | 4.697 | 0.0051838 | 0 | 1.7471 | 0 | 0 | 1582.972 | 0 | 0 | 0 | 9025.3849 | 83 | 18 | Fall
2018-03-24 19:00 | 283.1651 | 255.0316 | 730.7819 | 1842.3227 | 1292.1862 | 0 | 56.8743 | 492.7068 | 362.1685 | 451.254 | 1699.4077 | 0 | 2.5915 | 0.0058941 | 0 | 0.96393 | 0 | 0 | 1616.237 | 0 | 0 | 0 | 9085.6971 | 83 | 19 | Fall
2018-03-24 20:00 | 333.5133 | 223.4465 | 811.0732 | 1801.734 | 1233.7778 | 0 | 66.8214 | 445.0385 | 382.351 | 397.1269 | 1680.8259 | 0 | 1.9903 | 0.0058409 | 0 | 0.74031 | 0 | 0 | 1600.3422 | 0 | 0 | 0 | 8978.7871 | 83 | 20 | Fall
2018-03-24 21:00 | 390.0578 | 203.3598 | 691.5473 | 1648.6207 | 1165.2419 | 0 | 35.597 | 386.1254 | 359.3392 | 341.3108 | 1637.0345 | 0 | 1.4992 | 0.0058378 | 0 | 0.55763 | 0 | 0 | 1571.9938 | 0 | 0 | 0 | 8432.2907 | 83 | 21 | Fall
2018-03-24 22:00 | 475.8311 | 187.5393 | 354.5404 | 1360.4783 | 1009.201 | 0 | 43.3598 | 352.7622 | 310.6487 | 274.0128 | 1581.5595 | 0 | 0.97173 | 0.0056554 | 0 | 0.36144 | 0 | 0 | 1512.5399 | 0 | 0 | 0 | 7463.8119 | 83 | 22 | Fall
2018-03-24 23:00 | 562.3598 | 179.6262 | 146.8192 | 1022.3763 | 919.9173 | 0 | 48.6569 | 323.39 | 276.083 | 217.555 | 1542.7824 | 0 | 0.69605 | 0.005513 | 0 | 0.2589 | 0 | 0 | 1488.722 | 0 | 0 | 0 | 6729.2486 | 83 | 23 | Fall
2018-03-25 | 637.305 | 176.9504 | 89.8924 | 698.8209 | 886.5275 | 0 | 52.9312 | 300.7545 | 262.7998 | 182.132 | 1547.7876 | 0 | 0.99846 | 0.0075904 | 0 | 0.37139 | 0 | 0 | 1131.1915 | 0 | 0 | 0 | 5968.4703 | 84 | 0 | Fall
2018-03-25 01:00 | 711.5154 | 180.3112 | 79.9783 | 539.2305 | 867.9313 | 0 | 46.5506 | 280.6231 | 246.2238 | 172.1315 | 1436.644 | 0 | 0.40026 | 0.0080858 | 0 | 0.14888 | 0 | 0 | 1132.8565 | 0 | 0 | 0 | 5694.5534 | 84 | 1 | Fall
2018-03-25 02:00 | 828.5282 | 189.6148 | 77.3015 | 475.2158 | 859.7986 | 0 | 57.3213 | 281.0864 | 241.1178 | 177.3148 | 1430.7921 | 0 | 0.34471 | 0.0080218 | 0 | 0.12822 | 0 | 0 | 1090.6926 | 0 | 0 | 0 | 5709.2647 | 84 | 2 | Fall
2018-03-25 03:00 | 923.6497 | 195.0817 | 77.3015 | 489.2473 | 860.2424 | 0 | 68.6965 | 280.8926 | 237.6324 | 194.5695 | 1387.7021 | 0 | 0.24479 | 0.0080332 | 0 | 0.09105 | 0 | 0 | 1039.8253 | 0 | 0 | 0 | 5755.185 | 84 | 3 | Fall
2018-03-25 04:00 | 1036.2918 | 202.9311 | 77.9962 | 510.9861 | 877.5026 | 0 | 78.1742 | 284.9417 | 242.2733 | 214.6225 | 1354.8697 | 0 | 0.047812 | 0.0079261 | 0 | 0.017784 | 0 | 0 | 1056.8277 | 0 | 0 | 0 | 5937.4906 | 84 | 4 | Fall
2018-03-25 05:00 | 1142.2278 | 212.5051 | 84.5179 | 641.9112 | 899.4592 | 0 | 111.1659 | 320.2006 | 251.3872 | 246.5638 | 1320.1457 | 0 | 0.14959 | 0.0084885 | 0 | 0.055642 | 0 | 0 | 1077.3301 | 0 | 0 | 0 | 6307.6283 | 84 | 5 | Fall
2018-03-25 06:00 | 1241.7323 | 222.529 | 125.7524 | 932.4972 | 930.71 | 0 | 236.1205 | 361.6483 | 263.6365 | 295.9523 | 1265.2003 | 0 | 0.30677 | 0.0079372 | 0 | 0.11411 | 0 | 0 | 1039.9527 | 0 | 0 | 0 | 6916.1602 | 84 | 6 | Fall
2018-03-25 07:00 | 1284.7169 | 226.8555 | 198.6514 | 1293.6725 | 994.9108 | 0 | 209.3614 | 380.475 | 137.9176 | 332.66 | 1235.8067 | 0 | 0.52794 | 0.0082664 | 0 | 0.19637 | 0 | 0 | 1017.2184 | 0 | 0 | 0 | 7312.9787 | 84 | 7 | Fall
2018-03-25 08:00 | 1156.5878 | 210.9165 | 270.3859 | 1601.7313 | 1084.1686 | 0 | 186.2423 | 394.6692 | 137.9289 | 476.401 | 1275.7444 | 0 | 0.98171 | 0.0076444 | 0 | 0.36516 | 0 | 0 | 996.5013 | 0 | 0 | 0 | 7792.6317 | 84 | 8 | Fall
2018-03-25 09:00 | 974.7432 | 185.562 | 307.1617 | 1737.9888 | 1135.4989 | 0 | 142.9207 | 429.7285 | 158.1587 | 513.7377 | 1293.7131 | 0 | 1.6872 | 0.0075286 | 0 | 0.62758 | 0 | 0 | 968.5394 | 0 | 0 | 0 | 7850.075 | 84 | 9 | Fall
2018-03-25 10:00 | 807.579 | 164.0279 | 302.1869 | 1676.0633 | 1141.9523 | 0 | 111.1111 | 452.4685 | 177.2739 | 545.5298 | 1309.5744 | 0 | 2.2243 | 0.0062031 | 0 | 0.82734 | 0 | 0 | 937.1847 | 0 | 0 | 0 | 7628.0098 | 84 | 10 | Fall
2018-03-25 11:00 | 658.2035 | 155.7572 | 278.7693 | 1769.4164 | 1144.6427 | 0 | 87.784 | 472.9477 | 191.8208 | 572.2469 | 1337.8689 | 0 | 2.8274 | 0.0061534 | 0 | 1.0517 | 0 | 0 | 943.8069 | 0 | 0 | 0 | 7617.1495 | 84 | 11 | Fall
2018-03-25 12:00 | 551.9558 | 156.4215 | 263.2502 | 1723.4012 | 1152.6282 | 0 | 69.8592 | 497.2905 | 200.512 | 595.8611 | 1390.8021 | 0 | 3.5335 | 0.0062313 | 0 | 1.3143 | 0 | 0 | 936.3562 | 0 | 0 | 0 | 7543.1921 | 84 | 12 | Fall
2018-03-25 13:00 | 440.883 | 165.0746 | 256.876 | 1607.144 | 1122.3159 | 0 | 58.293 | 517.2268 | 204.1428 | 606.7559 | 1432.3599 | 0 | 3.6621 | 0.0062153 | 0 | 1.3621 | 0 | 0 | 945.9745 | 0 | 0 | 0 | 7362.0768 | 84 | 13 | Fall
2018-03-25 14:00 | 356.7719 | 192.0203 | 262.3034 | 1593.848 | 1108.8498 | 0 | 49.6502 | 524.2235 | 202.0859 | 616.637 | 1477.5118 | 0 | 3.7978 | 0.0062757 | 0 | 1.4126 | 0 | 0 | 947.8105 | 0 | 0 | 0 | 7336.9291 | 84 | 14 | Fall
2018-03-25 15:00 | 289.0231 | 222.7354 | 278.882 | 1631.1617 | 1152.2987 | 0 | 45.0733 | 518.4425 | 194.6806 | 612.1958 | 1516.5853 | 0 | 4.0487 | 0.0063087 | 0 | 1.506 | 0 | 0 | 943.0602 | 0 | 0 | 0 | 7409.6996 | 84 | 15 | Fall
2018-03-25 16:00 | 249.3294 | 261.2908 | 322.0412 | 1749.0001 | 1229.9944 | 0 | 42.9848 | 507.3734 | 185.3981 | 514.2272 | 1545.832 | 0 | 4.5446 | 0.0063061 | 0 | 1.6904 | 0 | 0 | 936.9219 | 0 | 0 | 0 | 7550.6346 | 84 | 16 | Fall
2018-03-25 17:00 | 228.7275 | 295.3687 | 415.0749 | 1919.0629 | 1323.5316 | 0 | 43.2813 | 474.3905 | 175.184 | 501.9851 | 1571.18 | 0 | 4.0522 | 0.0064618 | 0 | 1.5072 | 0 | 0 | 895.3148 | 0 | 0 | 0 | 7848.6673 | 84 | 17 | Fall
2018-03-25 18:00 | 241.6285 | 276.4022 | 559.6869 | 2013.724 | 1335.2673 | 0 | 49.831 | 440.888 | 164.6234 | 477.5927 | 1583.9365 | 0 | 4.8447 | 0.0066258 | 0 | 1.802 | 0 | 0 | 910.2029 | 0 | 0 | 0 | 8060.4367 | 84 | 18 | Fall
2018-03-25 19:00 | 287.5498 | 233.3797 | 730.3463 | 1885.9676 | 1292.528 | 0 | 60.2493 | 403.2058 | 290.7698 | 440.9273 | 1561.8899 | 0 | 4.8635 | 0.0066469 | 0 | 1.809 | 0 | 0 | 931.1157 | 0 | 0 | 0 | 8124.6085 | 84 | 19 | Fall
2018-03-25 20:00 | 345.1867 | 224.7078 | 809.0858 | 1763.3201 | 1234.203 | 0 | 68.627 | 374.9074 | 303.6159 | 390.0922 | 1527.7768 | 0 | 4.041 | 0.0065934 | 0 | 1.5031 | 0 | 0 | 928.0766 | 0 | 0 | 0 | 7975.1498 | 84 | 20 | Fall
2018-03-25 21:00 | 416.1833 | 212.6697 | 691.2341 | 1654.652 | 1167.17 | 0 | 41.0414 | 344.5332 | 292.2346 | 339.4182 | 1478.6656 | 0 | 3.3107 | 0.0064913 | 0 | 1.2314 | 0 | 0 | 915.0057 | 0 | 0 | 0 | 7557.3566 | 84 | 21 | Fall
2018-03-25 22:00 | 496.8018 | 198.3567 | 354.4442 | 1364.3335 | 1010.1375 | 0 | 43.6923 | 329.1823 | 280.3088 | 275.7198 | 1425.497 | 0 | 2.5756 | 0.0062684 | 0 | 0.95803 | 0 | 0 | 948.4538 | 0 | 0 | 0 | 6730.4675 | 84 | 22 | Fall
2018-03-25 23:00 | 567.5696 | 188.9483 | 147.8402 | 1001.425 | 920.9367 | 0 | 49.2016 | 315.9021 | 267.4478 | 221.211 | 1387.8625 | 0 | 1.7797 | 0.0075418 | 0 | 0.66199 | 0 | 0 | 1029.5534 | 0 | 0 | 0 | 6100.3476 | 84 | 23 | Fall
2018-03-26 | 630.3221 | 188.8174 | 89.8548 | 729.2657 | 886.3094 | 0 | 52.4281 | 291.1181 | 254.282 | 184.7919 | 1415.5104 | 0 | 0.9462 | 0.0073659 | 0 | 0.35195 | 0 | 0 | 1072.2924 | 0 | 0 | 0 | 5796.2978 | 85 | 0 | Winter
2018-03-26 01:00 | 700.5686 | 194.8858 | 80.061 | 573.541 | 867.9281 | 0 | 50.3134 | 263.7449 | 269.2645 | 181.935 | 1478.6466 | 0 | 0.38333 | 0.0078875 | 0 | 0.14258 | 0 | 0 | 1084.7314 | 0 | 0 | 0 | 5746.154 | 85 | 1 | Winter
2018-03-26 02:00 | 808.4927 | 197.9169 | 77.7954 | 488.9438 | 859.7515 | 0 | 59.769 | 268.3256 | 266.4335 | 170.0866 | 1445.5446 | 0 | 0.33365 | 0.0079252 | 0 | 0.12411 | 0 | 0 | 1055.772 | 0 | 0 | 0 | 5699.2974 | 85 | 2 | Winter
2018-03-26 03:00 | 893.8568 | 200.327 | 77.7954 | 488.828 | 860.2707 | 0 | 70.7267 | 284.0796 | 267.755 | 172.8198 | 1409.419 | 0 | 0.23781 | 0.0079012 | 0 | 0.088457 | 0 | 0 | 1010.9096 | 0 | 0 | 0 | 5737.1219 | 85 | 3 | Winter
2018-03-26 04:00 | 986.8835 | 204.5102 | 78.113 | 632.2066 | 878.3509 | 0 | 83.6923 | 311.913 | 278.5289 | 204.9604 | 1411.5797 | 0 | 0.046481 | 0.0078265 | 0 | 0.017289 | 0 | 0 | 1031.5502 | 0 | 0 | 0 | 6102.3603 | 85 | 4 | Winter
2018-03-26 05:00 | 1061.5815 | 211.3563 | 91.5396 | 998.4861 | 905.2642 | 0 | 116.8803 | 384.7071 | 308.6883 | 261.8964 | 1471.0486 | 0 | 0.14508 | 0.0082998 | 0 | 0.053962 | 0 | 0 | 1044.6215 | 0 | 0 | 0 | 6856.2772 | 85 | 5 | Winter
2018-03-26 06:00 | 1144.7183 | 217.9459 | 185.4694 | 1416.8334 | 962.8733 | 0 | 236.7975 | 498.5058 | 361.6324 | 345.7168 | 1780.761 | 0 | 0.30104 | 0.0078522 | 0 | 0.11197 | 0 | 0 | 1019.3551 | 0 | 0 | 0 | 8171.0299 | 85 | 6 | Winter
2018-03-26 07:00 | 1148.9314 | 216.7908 | 251.3046 | 1519.8665 | 1034.7706 | 0 | 218.9807 | 600.7972 | 295.755 | 472.297 | 2019.6483 | 0 | 0.5084 | 0.0074605 | 0 | 0.18911 | 0 | 0 | 977.9251 | 0 | 0 | 0 | 8757.7723 | 85 | 7 | Winter
2018-03-26 08:00 | 991.5288 | 206.6845 | 255.6793 | 1504.6924 | 1076.2565 | 0 | 178.1051 | 677.4421 | 373.1925 | 716.9224 | 2262.3134 | 0 | 0.94478 | 0.0062503 | 0 | 0.35142 | 0 | 0 | 959.064 | 0 | 0 | 0 | 9203.1835 | 85 | 8 | Winter
2018-03-26 09:00 | 808.9829 | 194.4994 | 247.7623 | 1577.0703 | 1099.2729 | 0 | 135.2164 | 759.5231 | 427.9549 | 826.1782 | 2474.8876 | 0 | 1.6143 | 0.0061514 | 0 | 0.60046 | 0 | 0 | 926.715 | 0 | 0 | 0 | 9480.284 | 85 | 9 | Winter
2018-03-26 10:00 | 650.9908 | 181.8362 | 236.4619 | 1588.8559 | 1101.1143 | 0 | 101.4994 | 836.939 | 455.032 | 885.2391 | 2638.8292 | 0 | 2.1695 | 0.0063194 | 0 | 0.80698 | 0 | 0 | 914.1021 | 0 | 0 | 0 | 9593.8828 | 85 | 10 | Winter
2018-03-26 11:00 | 533.42 | 197.3102 | 218.6813 | 1559.3713 | 1103.1994 | 0 | 77.2173 | 918.8393 | 462.2699 | 907.1719 | 2689.9765 | 0 | 2.7887 | 0.0062467 | 0 | 1.0373 | 0 | 0 | 930.837 | 0 | 0 | 0 | 9602.1263 | 85 | 11 | Winter
2018-03-26 12:00 | 476.0594 | 246.9496 | 209.2474 | 1473.493 | 1110.6062 | 0 | 66.6401 | 982.9346 | 458.6284 | 898.9347 | 2668.6977 | 0 | 3.5428 | 0.0064069 | 0 | 1.3178 | 0 | 0 | 938.746 | 0 | 0 | 0 | 9535.8041 | 85 | 12 | Winter
2018-03-26 13:00 | 402.3382 | 307.3827 | 198.3468 | 1298.9226 | 1076.5413 | 0 | 58.9225 | 1008.6201 | 444.9337 | 858.791 | 2591.0355 | 0 | 3.7115 | 0.0063782 | 0 | 1.3805 | 0 | 0 | 958.6383 | 0 | 0 | 0 | 9209.5711 | 85 | 13 | Winter
2018-03-26 14:00 | 342.7894 | 376.6991 | 201.1127 | 1291.4977 | 1064.3587 | 0 | 49.0862 | 1002.0463 | 418.6017 | 814.7956 | 2458.7766 | 0 | 3.891 | 0.0063569 | 0 | 1.4473 | 0 | 0 | 971.0744 | 0 | 0 | 0 | 8996.183 | 85 | 14 | Winter
2018-03-26 15:00 | 311.0314 | 424.6039 | 223.5453 | 1377.4108 | 1106.7274 | 0 | 46.6918 | 952.2906 | 385.4904 | 781.5624 | 2330.8758 | 0 | 4.2018 | 0.0078979 | 0 | 1.5629 | 0 | 0 | 978.7554 | 0 | 0 | 0 | 8924.7576 | 85 | 15 | Winter
2018-03-26 16:00 | 287.5267 | 471.6036 | 272.8836 | 1603.4956 | 1186.2748 | 0 | 46.2298 | 887.603 | 352.9692 | 620.2082 | 2232.0612 | 0 | 4.7805 | 0.0080084 | 0 | 1.7781 | 0 | 0 | 985.4698 | 0 | 0 | 0 | 8952.8921 | 85 | 16 | Winter
2018-03-26 17:00 | 256.5493 | 477.9625 | 375.832 | 1801.5386 | 1283.6591 | 0 | 43.0762 | 778.9952 | 320.6486 | 593.7185 | 2151.2535 | 0 | 4.2462 | 0.0065689 | 0 | 1.5794 | 0 | 0 | 938.137 | 0 | 0 | 0 | 9027.2028 | 85 | 17 | Winter
2018-03-26 18:00 | 258.7319 | 464.449 | 530.699 | 1901.6885 | 1308.6807 | 0 | 46.4366 | 663.9894 | 294.2028 | 573.1889 | 1943.2761 | 0 | 5.0925 | 0.0067248 | 0 | 1.8942 | 0 | 0 | 956.7153 | 0 | 0 | 0 | 8949.0517 | 85 | 18 | Winter
2018-03-26 19:00 | 280.4882 | 387.8768 | 693.4113 | 1882.0049 | 1271.7855 | 0 | 49.0272 | 531.8817 | 399.4296 | 535.3001 | 1848.5402 | 0 | 5.123 | 0.0067359 | 0 | 1.9055 | 0 | 0 | 980.8007 | 0 | 0 | 0 | 8867.5814 | 85 | 19 | Winter
2018-03-26 20:00 | 306.2714 | 334.6513 | 776.5111 | 1754.0535 | 1219.2429 | 0 | 51.5127 | 435.8658 | 416.442 | 436.6724 | 1750.6478 | 0 | 4.2086 | 0.0080472 | 0 | 1.5654 | 0 | 0 | 966.6137 | 0 | 0 | 0 | 8454.2666 | 85 | 20 | Winter
2018-03-26 21:00 | 353.8503 | 288.1752 | 658.3119 | 1692.5624 | 1152.6665 | 0 | 22.9098 | 374.7867 | 384.8451 | 347.8307 | 1662.745 | 0 | 3.4029 | 0.0065424 | 0 | 1.2658 | 0 | 0 | 940.575 | 0 | 0 | 0 | 7883.9339 | 85 | 21 | Winter
2018-03-26 22:00 | 415.6576 | 242.0349 | 321.3219 | 1434.7867 | 993.6871 | 0 | 22.3622 | 336.8178 | 331.3103 | 287.8138 | 1607.0386 | 0 | 2.6224 | 0.0063196 | 0 | 0.97541 | 0 | 0 | 965.781 | 0 | 0 | 0 | 6962.216 | 85 | 22 | Winter
2018-03-26 23:00 | 470.7207 | 215.218 | 135.4534 | 1022.948 | 911.3308 | 0 | 28.047 | 317.3135 | 297.0712 | 246.4237 | 1570.8671 | 0 | 1.7974 | 0.007516 | 0 | 0.66854 | 0 | 0 | 1040.1602 | 0 | 0 | 0 | 6258.027 | 85 | 23 | Winter
2018-03-27 | 559.2885 | 214.2094 | 86.2812 | 728.6769 | 881.6801 | 0 | 35.0511 | 280.5083 | 279.5264 | 204.3295 | 1505.9626 | 0 | 0.37117 | 0.0053161 | 0 | 0.13806 | 0 | 0 | 1413.2411 | 0 | 0 | 0 | 6189.2697 | 86 | 0 | Summer
2018-03-27 01:00 | 622.0098 | 216.2839 | 79.3295 | 552.592 | 866.299 | 0 | 33.3741 | 261.8288 | 269.2645 | 180.7064 | 1478.6466 | 0 | 0.23827 | 0.0057761 | 0 | 0.088627 | 0 | 0 | 1423.4647 | 0 | 0 | 0 | 5984.132 | 86 | 1 | Summer
2018-03-27 02:00 | 690.7446 | 214.2932 | 77.7954 | 487.4246 | 859.2652 | 0 | 39.7238 | 266.2016 | 266.4335 | 168.5949 | 1445.5446 | 0 | 0.11292 | 0.0057828 | 0 | 0.042001 | 0 | 0 | 1461.3853 | 0 | 0 | 0 | 5977.5674 | 86 | 2 | Summer
2018-03-27 03:00 | 750.7824 | 215.5369 | 77.7954 | 501.547 | 860.1746 | 0 | 46.8519 | 283.1263 | 267.755 | 173.0026 | 1409.419 | 0 | 0.14945 | 0.0058144 | 0 | 0.055591 | 0 | 0 | 1483.0255 | 0 | 0 | 0 | 6069.2276 | 86 | 3 | Summer
2018-03-27 04:00 | 819.4346 | 212.645 | 78.143 | 637.6737 | 878.3613 | 0 | 57.7628 | 309.9536 | 278.5289 | 208.1935 | 1411.5797 | 0 | 0.084381 | 0.0073166 | 0 | 0.031386 | 0 | 0 | 1571.6485 | 0 | 0 | 0 | 6464.0477 | 86 | 4 | Summer
2018-03-27 05:00 | 899.4817 | 211.9411 | 91.0259 | 969.2549 | 904.9541 | 0 | 85.7826 | 383.4964 | 308.6883 | 260.4293 | 1471.0486 | 0 | 0.35681 | 0.0071558 | 0 | 0.13272 | 0 | 0 | 1698.7362 | 0 | 0 | 0 | 7285.3359 | 86 | 5 | Summer
2018-03-27 06:00 | 991.0645 | 212.2621 | 183.372 | 1361.6975 | 961.2739 | 0 | 203.695 | 496.1386 | 349.3103 | 344.9995 | 1780.761 | 0 | 0.9014 | 0.0057749 | 0 | 0.33528 | 0 | 0 | 1655.7959 | 0 | 0 | 0 | 8541.6128 | 86 | 6 | Summer
2018-03-27 07:00 | 1010.7883 | 208.2573 | 250.6027 | 1458.9228 | 1033.0481 | 0 | 192.2288 | 600.4511 | 295.755 | 472.1431 | 2019.6483 | 0 | 1.5857 | 0.0051389 | 0 | 0.58983 | 0 | 0 | 1642.1219 | 0 | 0 | 0 | 9186.1482 | 86 | 7 | Summer
2018-03-27 08:00 | 887.6899 | 191.6091 | 255.0924 | 1428.3089 | 1075.1634 | 0 | 157.4735 | 673.8113 | 373.1925 | 717.2899 | 2262.3134 | 0 | 1.7254 | 0.0051906 | 0 | 0.64177 | 0 | 0 | 1716.7956 | 0 | 0 | 0 | 9741.1121 | 86 | 8 | Summer
2018-03-27 09:00 | 763.785 | 175.7976 | 246.1973 | 1547.5346 | 1099.4032 | 0 | 123.0031 | 740.2267 | 427.9549 | 822.6674 | 2474.8876 | 0 | 1.6238 | 0.0052456 | 0 | 0.60398 | 0 | 0 | 1809.6807 | 0 | 0 | 0 | 10233.3711 | 86 | 9 | Summer
2018-03-27 10:00 | 655.839 | 180.033 | 232.3482 | 1580.2807 | 1100.8979 | 0 | 93.654 | 804.2427 | 455.032 | 883.28 | 2638.8292 | 0 | 1.854 | 0.005308 | 0 | 0.68962 | 0 | 0 | 1817.3473 | 0 | 0 | 0 | 10444.3329 | 86 | 10 | Summer
2018-03-27 11:00 | 556.6379 | 173.1718 | 213.373 | 1599.4725 | 1101.0286 | 0 | 68.8339 | 836.6794 | 462.2699 | 902.6508 | 2689.9765 | 0 | 2.2287 | 0.005348 | 0 | 0.82897 | 0 | 0 | 1800.2152 | 0 | 0 | 0 | 10407.3723 | 86 | 11 | Summer
2018-03-27 12:00 | 484.1444 | 157.1585 | 206.484 | 1459.4047 | 1107.9438 | 0 | 52.787 | 841.3076 | 458.6284 | 893.5505 | 2668.6977 | 0 | 2.5759 | 0.005362 | 0 | 0.95813 | 0 | 0 | 1833.8882 | 0 | 0 | 0 | 10167.5344 | 86 | 12 | Summer
2018-03-27 13:00 | 382.4844 | 166.0332 | 200.5462 | 1339.2608 | 1077.3398 | 0 | 41.0506 | 849.1571 | 444.9337 | 853.8429 | 2591.0355 | 0 | 2.6207 | 0.0053493 | 0 | 0.97478 | 0 | 0 | 1843.0352 | 0 | 0 | 0 | 9792.3201 | 86 | 13 | Summer
2018-03-27 14:00 | 309.5751 | 176.0669 | 204.1058 | 1299.9647 | 1065.796 | 0 | 31.4303 | 839.7817 | 418.6017 | 809.3708 | 2458.7766 | 0 | 3.0208 | 0.0053696 | 0 | 1.1236 | 0 | 0 | 1862.6574 | 0 | 0 | 0 | 9480.2768 | 86 | 14 | Summer
2018-03-27 15:00 | 247.817 | 174.5893 | 226.0715 | 1375.5628 | 1107.6285 | 0 | 26.0422 | 794.7078 | 385.4904 | 776.4001 | 2330.8758 | 0 | 4.118 | 0.0054674 | 0 | 1.5317 | 0 | 0 | 1828.778 | 0 | 0 | 0 | 9279.6186 | 86 | 15 | Summer
2018-03-27 16:00 | 228.2233 | 181.2005 | 275.2433 | 1589.4667 | 1188.7464 | 0 | 26.7557 | 729.7322 | 352.9692 | 615.0934 | 2232.0612 | 0 | 5.433 | 0.0054782 | 0 | 2.0209 | 0 | 0 | 1770.4104 | 0 | 0 | 0 | 9197.3615 | 86 | 16 | Summer
2018-03-27 17:00 | 212.1279 | 193.6806 | 377.6952 | 1855.9002 | 1288.5362 | 0 | 28.7168 | 647.2634 | 320.6486 | 589.1695 | 2151.2535 | 0 | 6.4712 | 0.0054513 | 0 | 2.407 | 0 | 0 | 1688.1917 | 0 | 0 | 0 | 9362.0673 | 86 | 17 | Summer
2018-03-27 18:00 | 215.3273 | 183.3284 | 527.9436 | 1891.3243 | 1308.3468 | 0 | 33.2346 | 570.8359 | 294.2028 | 570.3803 | 1943.2761 | 0 | 4.9378 | 0.0057097 | 0 | 1.8367 | 0 | 0 | 1664.1734 | 0 | 0 | 0 | 9209.1536 | 86 | 18 | Summer
2018-03-27 19:00 | 248.4485 | 154.3879 | 692.4837 | 1874.9599 | 1271.5947 | 0 | 38.6057 | 475.3577 | 394.0895 | 531.6154 | 1848.5402 | 0 | 2.7455 | 0.0057296 | 0 | 1.0212 | 0 | 0 | 1712.1979 | 0 | 0 | 0 | 9246.0537 | 86 | 19 | Summer
2018-03-27 20:00 | 295.7077 | 141.899 | 775.4335 | 1773.605 | 1220.9432 | 0 | 44.8713 | 402.0991 | 416.442 | 433.9553 | 1750.6478 | 0 | 2.0874 | 0.0057578 | 0 | 0.77643 | 0 | 0 | 1678.7044 | 0 | 0 | 0 | 8937.1778 | 86 | 20 | Summer
2018-03-27 21:00 | 368.5903 | 154.8119 | 661.2744 | 1704.5365 | 1154.277 | 0 | 22.5108 | 358.3686 | 384.8451 | 347.367 | 1662.745 | 0 | 1.5185 | 0.0055597 | 0 | 0.56481 | 0 | 0 | 1592.654 | 0 | 0 | 0 | 8414.0696 | 86 | 21 | Summer
2018-03-27 22:00 | 456.8974 | 145.916 | 322.1178 | 1459.5939 | 994.626 | 0 | 22.6526 | 328.577 | 331.3103 | 285.3381 | 1607.0386 | 0 | 0.9688 | 0.0054248 | 0 | 0.36035 | 0 | 0 | 1508.097 | 0 | 0 | 0 | 7463.4991 | 86 | 22 | Summer
2018-03-27 23:00 | 534.1886 | 140.7153 | 134.8555 | 1026.4807 | 911.0262 | 0 | 29.5423 | 309.1073 | 297.0712 | 246.3645 | 1570.8671 | 0 | 0.69252 | 0.0052972 | 0 | 0.25759 | 0 | 0 | 1480.4047 | 0 | 0 | 0 | 6681.5788 | 86 | 23 | Summer
2018-03-28 | 596.1619 | 141.4257 | 86.6307 | 717.5096 | 881.9698 | 0 | 34.8748 | 270.6786 | 279.5264 | 203.9157 | 1505.9626 | 0 | 0.37858 | 0.0058687 | 0 | 0.14082 | 0 | 0 | 1441.9007 | 0 | 0 | 0 | 6161.0817 | 87 | 0 | Fall
2018-03-28 01:00 | 643.9821 | 145.4593 | 79.4808 | 571.5757 | 866.5427 | 0 | 32.7749 | 256.5603 | 269.5294 | 178.9822 | 1478.1875 | 0 | 0.2468 | 0.0058651 | 0 | 0.0918 | 0 | 0 | 1474.7499 | 0 | 0 | 0 | 5998.1691 | 87 | 1 | Fall
2018-03-28 02:00 | 750.2051 | 153.2595 | 77.7954 | 485.2187 | 859.3692 | 0 | 39.8013 | 258.0765 | 266.5707 | 169.5042 | 1447.029 | 0 | 0.11751 | 0.0058562 | 0 | 0.043708 | 0 | 0 | 1514.2145 | 0 | 0 | 0 | 6021.2112 | 87 | 2 | Fall
2018-03-28 03:00 | 850.61 | 160.2014 | 77.7954 | 500.16 | 860.1646 | 0 | 49.0685 | 273.8073 | 267.699 | 171.8181 | 1412.9785 | 0 | 0.15482 | 0.0071991 | 0 | 0.057586 | 0 | 0 | 1536.9562 | 0 | 0 | 0 | 6161.4786 | 87 | 3 | Fall
2018-03-28 04:00 | 970.176 | 170.39 | 78.1003 | 614.6925 | 878.3696 | 0 | 64.5295 | 299.3673 | 278.346 | 206.7319 | 1415.3208 | 0 | 0.087031 | 0.0072274 | 0 | 0.032372 | 0 | 0 | 1616.3494 | 0 | 0 | 0 | 6592.5001 | 87 | 4 | Fall
2018-03-28 05:00 | 1081.0746 | 194.3456 | 90.3772 | 957.8935 | 904.7671 | 0 | 93.3769 | 367.4011 | 308.3191 | 260.6444 | 1476.3328 | 0 | 0.36824 | 0.007281 | 0 | 0.13697 | 0 | 0 | 1753.2604 | 0 | 0 | 0 | 7488.3051 | 87 | 5 | Fall
2018-03-28 06:00 | 1159.651 | 204.7758 | 183.2824 | 1364.4669 | 961.2213 | 0 | 210.2327 | 475.3113 | 343.3742 | 343.5375 | 1786.7213 | 0 | 0.93143 | 0.0058614 | 0 | 0.34645 | 0 | 0 | 1710.5321 | 0 | 0 | 0 | 8744.3903 | 87 | 6 | Fall
2018-03-28 07:00 | 1184.1879 | 209.4849 | 252.9221 | 1492.3377 | 1033.9731 | 0 | 193.9754 | 570.0817 | 283.1637 | 470.9066 | 2024.559 | 0 | 1.6106 | 0.005289 | 0 | 0.59907 | 0 | 0 | 1667.1295 | 0 | 0 | 0 | 9384.9365 | 87 | 7 | Fall
2018-03-28 08:00 | 1115.4151 | 203.7455 | 257.3358 | 1452.4814 | 1077.3346 | 0 | 168.2468 | 626.4726 | 369.9993 | 716.173 | 2265.9667 | 0 | 1.743 | 0.0053326 | 0 | 0.64832 | 0 | 0 | 1734.4243 | 0 | 0 | 0 | 9989.9918 | 87 | 8 | Fall
2018-03-28 09:00 | 1001.4133 | 191.1084 | 247.7733 | 1525.1425 | 1100.6615 | 0 | 139.6805 | 671.108 | 426.9046 | 820.4906 | 2476.1416 | 0 | 1.6267 | 0.0053347 | 0 | 0.60508 | 0 | 0 | 1813.1223 | 0 | 0 | 0 | 10415.7837 | 87 | 9 | Fall
2018-03-28 10:00 | 872.0243 | 176.9304 | 233.4443 | 1575.4076 | 1099.5512 | 0 | 109.484 | 706.1567 | 454.7857 | 882.3077 | 2638.4569 | 0 | 1.8455 | 0.0054165 | 0 | 0.68643 | 0 | 0 | 1808.9543 | 0 | 0 | 0 | 10560.0403 | 87 | 10 | Fall
2018-03-28 11:00 | 761.8851 | 162.0153 | 215.2916 | 1517.536 | 1100.7945 | 0 | 83.6966 | 725.3703 | 462.2038 | 900.6216 | 2687.2316 | 0 | 2.1749 | 0.0053809 | 0 | 0.80896 | 0 | 0 | 1756.5461 | 0 | 0 | 0 | 10376.1818 | 87 | 11 | Fall
2018-03-28 12:00 | 695.4789 | 149.2347 | 208.1627 | 1465.8137 | 1109.3569 | 0 | 69.0716 | 736.1162 | 458.607 | 890.52 | 2665.233 | 0 | 2.4843 | 0.0054568 | 0 | 0.92404 | 0 | 0 | 1768.5993 | 0 | 0 | 0 | 10219.6078 | 87 | 12 | Fall
2018-03-28 13:00 | 573.2216 | 142.206 | 199.8104 | 1353.4425 | 1077.3809 | 0 | 59.7541 | 742.3234 | 444.7941 | 852.2169 | 2587.6906 | 0 | 2.4803 | 0.0048451 | 0 | 0.92258 | 0 | 0 | 1744.4312 | 0 | 0 | 0 | 9780.6795 | 87 | 13 | Fall
2018-03-28 14:00 | 486.3042 | 142.6302 | 202.3352 | 1294.1121 | 1064.8561 | 0 | 53.8351 | 739.2401 | 418.3252 | 806.7962 | 2454.409 | 0 | 2.755 | 0.0048659 | 0 | 1.0248 | 0 | 0 | 1698.4866 | 0 | 0 | 0 | 9365.1147 | 87 | 14 | Fall
2018-03-28 15:00 | 424.6336 | 175.1791 | 223.8579 | 1374.4722 | 1107.4726 | 0 | 51.4369 | 723.293 | 385.0426 | 776.8878 | 2323.7506 | 0 | 3.706 | 0.0049334 | 0 | 1.3785 | 0 | 0 | 1645.9297 | 0 | 0 | 0 | 9217.0454 | 87 | 15 | Fall
2018-03-28 16:00 | 393.5017 | 211.9483 | 274.0213 | 1602.2889 | 1188.4519 | 0 | 52.49 | 678.8208 | 352.7135 | 611.9312 | 2226.2753 | 0 | 4.804 | 0.0050112 | 0 | 1.7869 | 0 | 0 | 1565.5367 | 0 | 0 | 0 | 9164.5755 | 87 | 16 | Fall
2018-03-28 17:00 | 391.8269 | 272.4399 | 374.6227 | 1882.7602 | 1286.794 | 0 | 54.982 | 610.2247 | 320.485 | 588.6045 | 2145.2711 | 0 | 5.6335 | 0.005067 | 0 | 2.0954 | 0 | 0 | 1469.7836 | 0 | 0 | 0 | 9405.5285 | 87 | 17 | Fall
2018-03-28 18:00 | 394.7353 | 270.3385 | 525.2104 | 1891.2099 | 1308.5539 | 0 | 58.5984 | 539.3087 | 293.9396 | 569.2038 | 1939.6489 | 0 | 4.2939 | 0.0052544 | 0 | 1.5971 | 0 | 0 | 1447.2147 | 0 | 0 | 0 | 9243.8583 | 87 | 18 | Fall
2018-03-28 19:00 | 427.4503 | 222.6856 | 687.1284 | 1814.9217 | 1269.5728 | 0 | 61.3741 | 446.1984 | 383.9878 | 531.0766 | 1847.6458 | 0 | 2.4441 | 0.0053041 | 0 | 0.90912 | 0 | 0 | 1524.3767 | 0 | 0 | 0 | 9219.7765 | 87 | 19 | Fall
2018-03-28 20:00 | 484.909 | 191.1958 | 772.6923 | 1803.5492 | 1219.499 | 0 | 66.315 | 370.694 | 416.9044 | 434.5722 | 1751.3338 | 0 | 1.884 | 0.0052084 | 0 | 0.70075 | 0 | 0 | 1515.0419 | 0 | 0 | 0 | 9029.2963 | 87 | 20 | Fall
2018-03-28 21:00 | 556.5974 | 185.0424 | 655.1448 | 1702.9515 | 1152.7571 | 0 | 38.8301 | 327.1929 | 387.4343 | 345.3049 | 1664.7943 | 0 | 1.4067 | 0.0051085 | 0 | 0.52323 | 0 | 0 | 1475.3568 | 0 | 0 | 0 | 8493.3415 | 87 | 21 | Fall
2018-03-28 22:00 | 645.9072 | 179.8039 | 321.9719 | 1427.4693 | 994.6782 | 0 | 42.2176 | 304.1549 | 334.9043 | 286.2314 | 1608.5029 | 0 | 0.90869 | 0.0049185 | 0 | 0.338 | 0 | 0 | 1413.9896 | 0 | 0 | 0 | 7561.0828 | 87 | 22 | Fall
2018-03-28 23:00 | 718.2312 | 180.8796 | 134.4085 | 1015.176 | 911.2848 | 0 | 46.1336 | 287.7525 | 299.0758 | 245.096 | 1571.4723 | 0 | 0.66382 | 0.0055273 | 0 | 0.24691 | 0 | 0 | 1418.6521 | 0 | 0 | 0 | 6829.0785 | 87 | 23 | Fall
2018-03-29 | 766.1803 | 182.3712 | 86.045 | 714.049 | 881.7112 | 0 | 45.9732 | 253.7501 | 280.3765 | 202.8369 | 1505.1196 | 0 | 0.37713 | 0.0053584 | 0 | 0.14028 | 0 | 0 | 1436.7262 | 0 | 0 | 0 | 6355.6619 | 88 | 0 | Winter
2018-03-29 01:00 | 826.6765 | 182.9488 | 79.2923 | 563.3525 | 866.3674 | 0 | 44.0964 | 239.1061 | 269.4236 | 177.4197 | 1473.7262 | 0 | 0.24462 | 0.0059063 | 0 | 0.090988 | 0 | 0 | 1460.9359 | 0 | 0 | 0 | 6183.687 | 88 | 1 | Winter
2018-03-29 02:00 | 944.8357 | 199.9171 | 77.7954 | 480.735 | 859.2897 | 0 | 49.964 | 245.1949 | 266.5045 | 170.4039 | 1441.5905 | 0 | 0.11585 | 0.0058827 | 0 | 0.04309 | 0 | 0 | 1495.1769 | 0 | 0 | 0 | 6231.5723 | 88 | 2 | Winter
2018-03-29 03:00 | 1052.8477 | 210.3027 | 77.7954 | 490.0115 | 860.1995 | 0 | 62.4037 | 261.84 | 267.7548 | 172.5843 | 1406.1367 | 0 | 0.1528 | 0.0059445 | 0 | 0.056835 | 0 | 0 | 1513.779 | 0 | 0 | 0 | 6375.8709 | 88 | 3 | Winter
2018-03-29 04:00 | 1182.6612 | 222.1304 | 78.1267 | 611.828 | 878.4259 | 0 | 77.946 | 289.8854 | 278.5034 | 205.0277 | 1407.606 | 0 | 0.085662 | 0.0073627 | 0 | 0.031863 | 0 | 0 | 1592.1725 | 0 | 0 | 0 | 6824.4382 | 88 | 4 | Winter
2018-03-29 05:00 | 1300.1825 | 233.8567 | 90.7983 | 962.6702 | 904.9168 | 0 | 112.8808 | 354.9647 | 308.7658 | 261.9197 | 1468.3202 | 0 | 0.36187 | 0.0073322 | 0 | 0.1346 | 0 | 0 | 1722.1111 | 0 | 0 | 0 | 7721.8905 | 88 | 5 | Winter
2018-03-29 06:00 | 1394.2299 | 244.4663 | 184.7268 | 1388.7253 | 961.986 | 0 | 240.1946 | 458.2793 | 344.7201 | 343.0324 | 1779.6201 | 0 | 0.91229 | 0.00589 | 0 | 0.33933 | 0 | 0 | 1675.2677 | 0 | 0 | 0 | 9016.506 | 88 | 6 | Winter
2018-03-29 07:00 | 1381.0407 | 242.2662 | 255.7343 | 1472.9383 | 1035.4706 | 0 | 220.8746 | 544.6371 | 282.5231 | 469.2116 | 2017.8965 | 0 | 1.5876 | 0.0052635 | 0 | 0.59052 | 0 | 0 | 1643.2842 | 0 | 0 | 0 | 9568.0607 | 88 | 7 | Winter
2018-03-29 08:00 | 1286.6749 | 226.6857 | 258.2413 | 1476.7657 | 1077.9347 | 0 | 186.0553 | 600.2371 | 373.2298 | 715.4239 | 2257.9883 | 0 | 1.7303 | 0.0053635 | 0 | 0.6436 | 0 | 0 | 1721.4285 | 0 | 0 | 0 | 10183.0444 | 88 | 8 | Winter
2018-03-29 09:00 | 1182.1648 | 219.718 | 252.6259 | 1535.3664 | 1101.8879 | 0 | 157.101 | 655.3777 | 427.9351 | 818.4061 | 2464.3516 | 0 | 1.6332 | 0.0054552 | 0 | 0.60749 | 0 | 0 | 1819.6339 | 0 | 0 | 0 | 10636.8145 | 88 | 9 | Winter
2018-03-29 10:00 | 1101.885 | 211.5133 | 237.0644 | 1595.8009 | 1101.1063 | 0 | 138.1863 | 708.5627 | 454.9391 | 882.555 | 2619.0307 | 0 | 1.8687 | 0.0055218 | 0 | 0.69507 | 0 | 0 | 1832.0591 | 0 | 0 | 0 | 10885.272 | 88 | 10 | Winter
2018-03-29 11:00 | 951.3983 | 195.7744 | 216.9027 | 1559.6959 | 1102.2695 | 0 | 107.5377 | 755.3432 | 462.2158 | 900.9587 | 2659.1363 | 0 | 2.229 | 0.0055714 | 0 | 0.8291 | 0 | 0 | 1800.602 | 0 | 0 | 0 | 10714.8982 | 88 | 11 | Winter
2018-03-29 12:00 | 841.5928 | 205.0142 | 206.686 | 1458.9835 | 1109.2225 | 0 | 86.8836 | 779.9759 | 458.611 | 889.5337 | 2631.5079 | 0 | 2.5373 | 0.0055551 | 0 | 0.94377 | 0 | 0 | 1806.1223 | 0 | 0 | 0 | 10477.6199 | 88 | 12 | Winter
2018-03-29 13:00 | 712.7213 | 222.5189 | 197.8418 | 1319.6352 | 1075.9706 | 0 | 77.6596 | 785.0396 | 444.7978 | 852.3284 | 2553.0501 | 0 | 2.5419 | 0.004898 | 0 | 0.94548 | 0 | 0 | 1787.5387 | 0 | 0 | 0 | 10032.5943 | 88 | 13 | Winter
2018-03-29 14:00 | 651.935 | 236.4165 | 201.8291 | 1294.8799 | 1064.0054 | 0 | 71.631 | 739.8786 | 418.3259 | 805.5238 | 2424.9496 | 0 | 2.8642 | 0.0050078 | 0 | 1.0654 | 0 | 0 | 1765.9668 | 0 | 0 | 0 | 9679.276 | 88 | 14 | Winter
2018-03-29 15:00 | 617.2415 | 257.056 | 224.1605 | 1390.2481 | 1105.3965 | 0 | 77.0279 | 696.1434 | 385.0428 | 775.2169 | 2305.3861 | 0 | 3.8727 | 0.0050786 | 0 | 1.4405 | 0 | 0 | 1720.0604 | 0 | 0 | 0 | 9558.2983 | 88 | 15 | Winter
2018-03-29 16:00 | 563.934 | 272.6406 | 273.8884 | 1586.3569 | 1185.8109 | 0 | 74.0527 | 650.977 | 352.7128 | 612.0998 | 2218.8984 | 0 | 5.0095 | 0.0051143 | 0 | 1.8633 | 0 | 0 | 1632.4228 | 0 | 0 | 0 | 9430.6722 | 88 | 16 | Winter
2018-03-29 17:00 | 519.9243 | 284.107 | 376.075 | 1856.5726 | 1285.7922 | 0 | 67.0375 | 590.1161 | 320.4859 | 588.8276 | 2147.8031 | 0 | 5.8755 | 0.0051489 | 0 | 2.1854 | 0 | 0 | 1532.7401 | 0 | 0 | 0 | 9577.5475 | 88 | 17 | Winter
2018-03-29 18:00 | 547.4563 | 266.0433 | 526.4726 | 1906.5891 | 1308.3925 | 0 | 73.2107 | 522.8605 | 293.9385 | 568.6317 | 1949.5547 | 0 | 4.4414 | 0.0052361 | 0 | 1.652 | 0 | 0 | 1496.7584 | 0 | 0 | 0 | 9466.0068 | 88 | 18 | Winter
2018-03-29 19:00 | 606.5364 | 234.7227 | 687.7603 | 1823.7327 | 1270.2106 | 0 | 80.1687 | 446.4112 | 380.2655 | 531.3633 | 1862.2369 | 0 | 2.5107 | 0.0052383 | 0 | 0.93388 | 0 | 0 | 1565.8182 | 0 | 0 | 0 | 9492.6763 | 88 | 19 | Winter
2018-03-29 20:00 | 672.4944 | 220.6479 | 770.2569 | 1759.5308 | 1218.9515 | 0 | 81.6993 | 378.6784 | 416.262 | 434.2614 | 1767.361 | 0 | 1.9304 | 0.0051196 | 0 | 0.71804 | 0 | 0 | 1552.5689 | 0 | 0 | 0 | 9275.366 | 88 | 20 | Winter
2018-03-29 21:00 | 760.5412 | 225.4608 | 655.6507 | 1687.726 | 1152.5134 | 0 | 52.3606 | 332.2926 | 384.679 | 345.8632 | 1678.2702 | 0 | 1.436 | 0.004987 | 0 | 0.53413 | 0 | 0 | 1505.8553 | 0 | 0 | 0 | 8783.1881 | 88 | 21 | Winter
2018-03-29 22:00 | 849.0106 | 228.5592 | 325.0837 | 1416.0541 | 995.3225 | 0 | 56.6741 | 307.8638 | 331.3634 | 285.7097 | 1615.7561 | 0 | 0.92889 | 0.0055866 | 0 | 0.34551 | 0 | 0 | 1446.0981 | 0 | 0 | 0 | 7858.7752 | 88 | 22 | Winter
2018-03-29 23:00 | 926.6765 | 224.5557 | 137.6181 | 1026.0027 | 912.3864 | 0 | 62.9659 | 294.0892 | 297.3906 | 246.2807 | 1570.2167 | 0 | 0.67258 | 0.0053969 | 0 | 0.25017 | 0 | 0 | 1437.9208 | 0 | 0 | 0 | 7137.0315 | 88 | 23 | Winter
2018-03-30 | 1011.8123 | 226.5062 | 86.8987 | 703.5577 | 882.5467 | 0 | 66.1248 | 260.5002 | 279.9786 | 203.1945 | 1499.6921 | 0 | 0.38178 | 0.005873 | 0 | 0.14201 | 0 | 0 | 1454.0757 | 0 | 0 | 0 | 6675.4172 | 89 | 0 | Winter
2018-03-30 01:00 | 1076.9298 | 229.2865 | 79.465 | 542.8992 | 866.5848 | 0 | 60.3332 | 245.4208 | 269.2631 | 178.2048 | 1478.7407 | 0 | 0.24618 | 0.0058561 | 0 | 0.09157 | 0 | 0 | 1471.708 | 0 | 0 | 0 | 6499.1795 | 89 | 1 | Winter
2018-03-30 02:00 | 1179.6523 | 235.7706 | 77.7954 | 482.3791 | 859.3637 | 0 | 66.3045 | 251.4773 | 266.4351 | 169.1727 | 1445.3137 | 0 | 0.11658 | 0.005834 | 0 | 0.043363 | 0 | 0 | 1504.7345 | 0 | 0 | 0 | 6538.5649 | 89 | 2 | Winter
2018-03-30 03:00 | 1265.3612 | 245.1047 | 77.7954 | 495.4691 | 860.2134 | 0 | 76.4301 | 265.7079 | 267.7569 | 172.9594 | 1409.2703 | 0 | 0.15333 | 0.005852 | 0 | 0.057033 | 0 | 0 | 1519.5316 | 0 | 0 | 0 | 6655.8162 | 89 | 3 | Winter
2018-03-30 04:00 | 1387.6346 | 252.9037 | 78.1232 | 626.2264 | 878.3015 | 0 | 95.2312 | 293.798 | 278.5651 | 205.5564 | 1411.641 | 0 | 0.086772 | 0.0073509 | 0 | 0.032276 | 0 | 0 | 1598.559 | 0 | 0 | 0 | 7106.6665 | 89 | 4 | Winter
2018-03-30 05:00 | 1515.4524 | 263.1304 | 90.7244 | 955.0073 | 904.6637 | 0 | 140.588 | 363.6619 | 308.9087 | 258.5032 | 1471.3644 | 0 | 0.36326 | 0.0073704 | 0 | 0.13512 | 0 | 0 | 1728.8862 | 0 | 0 | 0 | 8001.3963 | 89 | 5 | Winter
2018-03-30 06:00 | 1623.9082 | 275.2098 | 184.692 | 1351.8198 | 961.8795 | 0 | 280.0716 | 467.4377 | 344.8833 | 343.9461 | 1781.3974 | 0 | 0.91415 | 0.0059179 | 0 | 0.34003 | 0 | 0 | 1679.3122 | 0 | 0 | 0 | 9295.8175 | 89 | 6 | Winter
2018-03-30 07:00 | 1626.3612 | 278.1334 | 256.237 | 1472.1876 | 1036.5754 | 0 | 263.4173 | 552.1429 | 282.7256 | 468.7157 | 2020.5106 | 0 | 1.609 | 0.0053114 | 0 | 0.59847 | 0 | 0 | 1665.9824 | 0 | 0 | 0 | 9925.2019 | 89 | 7 | Winter
2018-03-30 08:00 | 1468.4805 | 269.8776 | 257.1651 | 1477.5203 | 1078.6236 | 0 | 221.0179 | 616.0786 | 373.5291 | 714.1305 | 2263.4399 | 0 | 1.7419 | 0.0053347 | 0 | 0.64793 | 0 | 0 | 1733.037 | 0 | 0 | 0 | 10475.2955 | 89 | 8 | Winter
2018-03-30 09:00 | 1243.6756 | 262.3097 | 250.684 | 1534.693 | 1101.7939 | 0 | 174.8812 | 681.6466 | 428.1539 | 818.9014 | 2475.5218 | 0 | 1.6523 | 0.0054111 | 0 | 0.61458 | 0 | 0 | 1841.5642 | 0 | 0 | 0 | 10816.0975 | 89 | 9 | Winter
2018-03-30 10:00 | 1083.2662 | 251.8353 | 234.8735 | 1610.8523 | 1102.1361 | 0 | 143.0362 | 727.3945 | 455.0525 | 881.0308 | 2639.1871 | 0 | 1.8866 | 0.0054597 | 0 | 0.70175 | 0 | 0 | 1849.6122 | 0 | 0 | 0 | 10980.8706 | 89 | 10 | Winter
2018-03-30 11:00 | 949.4085 | 246.7406 | 216.1939 | 1574.8073 | 1103.5271 | 0 | 114.5989 | 744.8326 | 462.2472 | 897.9159 | 2690.1353 | 0 | 2.2621 | 0.0055114 | 0 | 0.84141 | 0 | 0 | 1826.9924 | 0 | 0 | 0 | 10830.5087 | 89 | 11 | Winter
2018-03-30 12:00 | 844.8187 | 249.983 | 206.2515 | 1496.0438 | 1109.79 | 0 | 92.5619 | 747.8641 | 458.6161 | 889.4447 | 2668.8029 | 0 | 2.6168 | 0.0055622 | 0 | 0.97335 | 0 | 0 | 1862.9764 | 0 | 0 | 0 | 10630.7489 | 89 | 12 | Winter
2018-03-30 13:00 | 705.6088 | 248.3014 | 200.9238 | 1353.4868 | 1077.9371 | 0 | 77.9003 | 740.7837 | 444.7996 | 851.9925 | 2591.1365 | 0 | 2.6223 | 0.0053987 | 0 | 0.97537 | 0 | 0 | 1844.3231 | 0 | 0 | 0 | 10140.7964 | 89 | 13 | Winter
2018-03-30 14:00 | 597.566 | 250.6762 | 205.1232 | 1295.0664 | 1065.9415 | 0 | 66.5173 | 718.1852 | 418.3241 | 806.0648 | 2458.6795 | 0 | 2.9772 | 0.0054049 | 0 | 1.1074 | 0 | 0 | 1835.6856 | 0 | 0 | 0 | 9721.9198 | 89 | 14 | Winter
2018-03-30 15:00 | 510.499 | 244.5424 | 225.9051 | 1385.9565 | 1107.166 | 0 | 63.1488 | 681.0904 | 385.0424 | 773.4813 | 2330.3807 | 0 | 4.0412 | 0.0054556 | 0 | 1.5032 | 0 | 0 | 1794.9103 | 0 | 0 | 0 | 9507.6729 | 89 | 15 | Winter
2018-03-30 16:00 | 451.6968 | 250.8662 | 274.5394 | 1567.1628 | 1187.3962 | 0 | 64.2222 | 631.9355 | 352.7127 | 612.1585 | 2231.4381 | 0 | 5.3021 | 0.0055177 | 0 | 1.9722 | 0 | 0 | 1727.8058 | 0 | 0 | 0 | 9359.2138 | 89 | 16 | Winter
2018-03-30 17:00 | 422.3503 | 250.7389 | 374.559 | 1827.0522 | 1284.1731 | 0 | 64.7036 | 562.6891 | 320.4995 | 590.0614 | 2150.4236 | 0 | 6.2724 | 0.0055758 | 0 | 2.3331 | 0 | 0 | 1636.3736 | 0 | 0 | 0 | 9492.2354 | 89 | 17 | Winter
2018-03-30 18:00 | 444.5968 | 244.1249 | 527.8013 | 1903.2624 | 1308.4374 | 0 | 71.6815 | 501.4333 | 293.9528 | 570.5172 | 1942.5304 | 0 | 4.7447 | 0.0057417 | 0 | 1.7648 | 0 | 0 | 1599.1281 | 0 | 0 | 0 | 9413.9814 | 89 | 18 | Winter
2018-03-30 19:00 | 519.53 | 218.8571 | 688.5255 | 1858.9994 | 1270.3236 | 0 | 82.3641 | 428.9068 | 379.4981 | 532.7945 | 1847.9887 | 0 | 2.6574 | 0.0058473 | 0 | 0.98844 | 0 | 0 | 1657.5392 | 0 | 0 | 0 | 9488.9788 | 89 | 19 | Winter
2018-03-30 20:00 | 613.0359 | 210.1207 | 769.4491 | 1760.1992 | 1218.126 | 0 | 89.6462 | 367.6006 | 416.2357 | 434.8867 | 1750.3133 | 0 | 2.0191 | 0.0057113 | 0 | 0.75104 | 0 | 0 | 1623.5717 | 0 | 0 | 0 | 9255.9609 | 89 | 20 | Winter
2018-03-30 21:00 | 750.5276 | 211.9538 | 654.863 | 1707.4712 | 1151.4066 | 0 | 57.147 | 326.8785 | 384.597 | 348.5392 | 1662.5902 | 0 | 1.4924 | 0.0056473 | 0 | 0.5551 | 0 | 0 | 1565.0922 | 0 | 0 | 0 | 8823.1192 | 89 | 21 | Winter
2018-03-30 22:00 | 913.8664 | 220.1252 | 321.6134 | 1411.3505 | 993.6052 | 0 | 68.0876 | 306.3831 | 331.1797 | 286.3923 | 1606.9977 | 0 | 0.95468 | 0.0054877 | 0 | 0.3551 | 0 | 0 | 1486.352 | 0 | 0 | 0 | 7947.2684 | 89 | 22 | Winter
2018-03-30 23:00 | 1030.8657 | 226.3048 | 135.7899 | 1002.9894 | 911.4227 | 0 | 77.9504 | 293.9109 | 297.0686 | 247.1844 | 1570.7655 | 0 | 0.68751 | 0.0053466 | 0 | 0.25572 | 0 | 0 | 1469.5491 | 0 | 0 | 0 | 7264.7501 | 89 | 23 | Winter
2018-03-31 | 1130.2709 | 231.1373 | 86.5837 | 693.1686 | 882.1105 | 0 | 82.9233 | 261.4334 | 279.5245 | 204.3062 | 1506.1533 | 0 | 0.38267 | 0.0058235 | 0 | 0.14234 | 0 | 0 | 1458.1015 | 0 | 0 | 0 | 6816.2438 | 90 | 0 | Fall
2018-03-31 01:00 | 1223.9367 | 236.5105 | 79.3464 | 550.5165 | 866.4086 | 0 | 90.2536 | 268.8865 | 255.9752 | 169.4236 | 1557.1641 | 0 | 0.2461 | 0.005752 | 0 | 0.091538 | 0 | 0 | 1469.5256 | 0 | 0 | 0 | 6768.2907 | 90 | 1 | Fall
2018-03-31 02:00 | 1374.1375 | 250.1966 | 77.3015 | 481.2392 | 859.4104 | 0 | 96.2933 | 269.0839 | 250.1968 | 172.0654 | 1530.9542 | 0 | 0.11627 | 0.0057235 | 0 | 0.043248 | 0 | 0 | 1503.9278 | 0 | 0 | 0 | 6864.9718 | 90 | 2 | Fall
2018-03-31 03:00 | 1482.7576 | 260.7636 | 77.3015 | 481.3923 | 860.1684 | 0 | 110.5402 | 280.1608 | 248.3003 | 188.3318 | 1497.1429 | 0 | 0.15266 | 0.0070211 | 0 | 0.056783 | 0 | 0 | 1513.1612 | 0 | 0 | 0 | 7000.2372 | 90 | 3 | Fall
2018-03-31 04:00 | 1640.7311 | 277.2452 | 78.0246 | 507.0246 | 877.522 | 0 | 131.6433 | 296.0657 | 250.4716 | 206.3644 | 1449.9068 | 0 | 0.085583 | 0.0071882 | 0 | 0.031833 | 0 | 0 | 1588.2973 | 0 | 0 | 0 | 7303.4211 | 90 | 4 | Fall
2018-03-31 05:00 | 1774.3928 | 289.8919 | 84.6482 | 627.0256 | 899.4862 | 0 | 177.6133 | 323.3255 | 255.7728 | 237.2803 | 1396.508 | 0 | 0.35901 | 0.0072393 | 0 | 0.13354 | 0 | 0 | 1710.2947 | 0 | 0 | 0 | 7776.7391 | 90 | 5 | Fall
2018-03-31 06:00 | 1871.5183 | 298.2357 | 126.1729 | 880.2517 | 930.5385 | 0 | 319.8873 | 381.8259 | 253.0884 | 293.384 | 1505.2127 | 0 | 0.90819 | 0.0052756 | 0 | 0.33781 | 0 | 0 | 1667.6444 | 0 | 0 | 0 | 8529.011 | 90 | 6 | Fall
2018-03-31 07:00 | 1800.8944 | 292.3237 | 200.4406 | 1268.3332 | 994.3152 | 0 | 276.0619 | 413.3002 | 144.6223 | 334.9938 | 1486.0485 | 0 | 1.6041 | 0.005319 | 0 | 0.59665 | 0 | 0 | 1660.7979 | 0 | 0 | 0 | 8874.338 | 90 | 7 | Fall
2018-03-31 08:00 | 1495.6043 | 259.3396 | 270.5915 | 1550.5932 | 1083.2875 | 0 | 213.3082 | 449.0827 | 189.3831 | 479.7988 | 1459.9881 | 0 | 1.7545 | 0.0053708 | 0 | 0.65259 | 0 | 0 | 1745.7474 | 0 | 0 | 0 | 9199.1368 | 90 | 8 | Fall
2018-03-31 09:00 | 1196.0981 | 223.4099 | 307.5329 | 1684.0789 | 1134.6797 | 0 | 157.5128 | 500.344 | 216.2907 | 537.7602 | 1471.5645 | 0 | 1.6495 | 0.0054018 | 0 | 0.61353 | 0 | 0 | 1838.1605 | 0 | 0 | 0 | 9269.7005 | 90 | 9 | Fall
2018-03-31 10:00 | 965.1424 | 182.2119 | 301.9711 | 1679.3736 | 1141.0391 | 0 | 115.489 | 544.6442 | 230.3457 | 579.8207 | 1533.5512 | 0 | 1.8754 | 0.0053858 | 0 | 0.69759 | 0 | 0 | 1838.5637 | 0 | 0 | 0 | 9114.7311 | 90 | 10 | Fall
2018-03-31 11:00 | 763.175 | 139.0225 | 280.1276 | 1700.6603 | 1144.1723 | 0 | 83.5344 | 580.0543 | 237.352 | 611.889 | 1574.19 | 0 | 2.2599 | 0.005508 | 0 | 0.84059 | 0 | 0 | 1825.2927 | 0 | 0 | 0 | 8942.576 | 90 | 11 | Fall
2018-03-31 12:00 | 618.1636 | 121.2352 | 268.607 | 1721.2782 | 1153.5204 | 0 | 60.5647 | 603.9195 | 239.1115 | 632.8805 | 1597.9018 | 0 | 2.6075 | 0.0055091 | 0 | 0.96989 | 0 | 0 | 1856.3205 | 0 | 0 | 0 | 8877.0858 | 90 | 12 | Fall
2018-03-31 13:00 | 468.3337 | 108.4616 | 259.4824 | 1593.89 | 1121.6726 | 0 | 48.4151 | 617.8945 | 238.5164 | 650.122 | 1609.9614 | 0 | 2.6386 | 0.0055847 | 0 | 0.98145 | 0 | 0 | 1855.6411 | 0 | 0 | 0 | 8576.0166 | 90 | 13 | Fall
2018-03-31 14:00 | 358.6494 | 109.1095 | 263.1195 | 1531.2407 | 1107.8204 | 0 | 41.5162 | 620.4069 | 234.9383 | 648.8099 | 1631.1355 | 0 | 3.0052 | 0.005618 | 0 | 1.1178 | 0 | 0 | 1852.9437 | 0 | 0 | 0 | 8403.8186 | 90 | 14 | Fall
2018-03-31 15:00 | 267.4401 | 117.9322 | 279.1297 | 1575.7501 | 1151.7491 | 0 | 36.7995 | 615.1156 | 229.9111 | 638.2817 | 1678.883 | 0 | 4.0575 | 0.0055838 | 0 | 1.5092 | 0 | 0 | 1802.0439 | 0 | 0 | 0 | 8398.6084 | 90 | 15 | Fall
2018-03-31 16:00 | 222.0191 | 148.0986 | 322.3446 | 1723.7212 | 1230.7459 | 0 | 34.5037 | 601.0566 | 225.8078 | 533.7107 | 1741.6208 | 0 | 5.2916 | 0.0057376 | 0 | 1.9683 | 0 | 0 | 1724.4365 | 0 | 0 | 0 | 8515.3309 | 90 | 16 | Fall
2018-03-31 17:00 | 196.887 | 175.8094 | 414.2488 | 1870.3622 | 1321.3726 | 0 | 33.9151 | 555.4487 | 223.5492 | 517.1361 | 1803.5482 | 0 | 6.1772 | 0.0050023 | 0 | 2.2977 | 0 | 0 | 1611.5838 | 0 | 0 | 0 | 8732.3407 | 90 | 17 | Fall
2018-03-31 18:00 | 198.2754 | 169.1602 | 555.1801 | 1934.2651 | 1331.2302 | 0 | 39.283 | 503.6799 | 222.7556 | 488.5973 | 1709.4431 | 0 | 4.6089 | 0.0051664 | 0 | 1.7143 | 0 | 0 | 1553.3231 | 0 | 0 | 0 | 8711.5214 | 90 | 18 | Fall
2018-03-31 19:00 | 242.5805 | 129.094 | 721.5483 | 1893.9118 | 1290.2176 | 0 | 55.4663 | 436.8486 | 331.2753 | 446.1155 | 1699.4077 | 0 | 2.5528 | 0.0051675 | 0 | 0.94955 | 0 | 0 | 1591.8408 | 0 | 0 | 0 | 8841.8138 | 90 | 19 | Fall
2018-03-31 20:00 | 314.1518 | 117.2134 | 800.3108 | 1794.669 | 1232.1652 | 0 | 73.8267 | 395.7944 | 382.351 | 392.2947 | 1680.8259 | 0 | 1.9565 | 0.0057852 | 0 | 0.72774 | 0 | 0 | 1573.5498 | 0 | 0 | 0 | 8759.8428 | 90 | 20 | Fall
2018-03-31 21:00 | 418.5722 | 126.817 | 689.1787 | 1646.3345 | 1166.1769 | 0 | 42.7434 | 347.1526 | 359.3392 | 338.8648 | 1637.0345 | 0 | 1.4685 | 0.0057372 | 0 | 0.54623 | 0 | 0 | 1539.7637 | 0 | 0 | 0 | 8313.9981 | 90 | 21 | Fall
2018-03-31 22:00 | 524.7116 | 127.0862 | 354.9878 | 1337.8534 | 1010.209 | 0 | 49.2178 | 318.0511 | 310.6487 | 270.0197 | 1581.5595 | 0 | 0.95426 | 0.0056178 | 0 | 0.35494 | 0 | 0 | 1485.0229 | 0 | 0 | 0 | 7370.6825 | 90 | 22 | Fall
2018-03-31 23:00 | 608.6154 | 121.6056 | 146.9182 | 993.9067 | 920.7718 | 0 | 54.377 | 294.0298 | 276.083 | 215.157 | 1542.7824 | 0 | 0.68439 | 0.005461 | 0 | 0.25456 | 0 | 0 | 1462.9493 | 0 | 0 | 0 | 6638.1406 | 90 | 23 | Fall
2018-04-01 | 685.12 | 136.5011 | 89.4524 | 723.7081 | 885.5413 | 0 | 54.6472 | 275.6621 | 262.7998 | 180.8579 | 1547.7876 | 0 | 0.98208 | 0.0074697 | 0 | 0.36529 | 0 | 0 | 1112.7038 | 0 | 0 | 0 | 5956.1362 | 91 | 0 | Fall
2018-04-01 01:00 | 748.9305 | 148.2455 | 79.8504 | 550.6093 | 867.5565 | 0 | 44.105 | 259.3037 | 246.2238 | 172.0891 | 1436.644 | 0 | 0.39584 | 0.0079169 | 0 | 0.14723 | 0 | 0 | 1120.6698 | 0 | 0 | 0 | 5674.7785 | 91 | 1 | Fall
2018-04-01 02:00 | 848.4504 | 156.9647 | 77.3015 | 481.7526 | 859.6036 | 0 | 51.491 | 260.4337 | 241.1178 | 176.0602 | 1430.7921 | 0 | 0.34349 | 0.0078515 | 0 | 0.12777 | 0 | 0 | 1087.4399 | 0 | 0 | 0 | 5671.8865 | 91 | 2 | Fall
2018-04-01 03:00 | 936.8547 | 166.8271 | 77.3015 | 473.9785 | 860.0277 | 0 | 59.999 | 262.9332 | 237.6324 | 192.2343 | 1387.7021 | 0 | 0.24742 | 0.0079493 | 0 | 0.092029 | 0 | 0 | 1050.7977 | 0 | 0 | 0 | 5706.6358 | 91 | 3 | Fall
2018-04-01 04:00 | 1045.0715 | 179.1591 | 77.7802 | 505.9979 | 877.3226 | 0 | 70.0876 | 270.743 | 242.2733 | 211.2841 | 1354.8697 | 0 | 0.04829 | 0.0084546 | 0 | 0.017962 | 0 | 0 | 1070.5392 | 0 | 0 | 0 | 5905.2028 | 91 | 4 | Fall
2018-04-01 05:00 | 1141.4193 | 190.3479 | 84.4931 | 598.2599 | 899.2408 | 0 | 97.6314 | 308.6054 | 251.3872 | 245.0914 | 1320.1457 | 0 | 0.15286 | 0.0084004 | 0 | 0.056858 | 0 | 0 | 1100.8711 | 0 | 0 | 0 | 6237.7114 | 91 | 5 | Fall
2018-04-01 06:00 | 1225.7591 | 199.6746 | 124.5588 | 843.7586 | 929.7359 | 0 | 229.1259 | 352.774 | 243.3301 | 294.3928 | 1265.2003 | 0 | 0.31723 | 0.007921 | 0 | 0.118 | 0 | 0 | 1076.6044 | 0 | 0 | 0 | 6785.3577 | 91 | 6 | Fall
2018-04-01 07:00 | 1187.3235 | 195.21 | 197.8818 | 1208.456 | 994.5499 | 0 | 179.4592 | 370.7875 | 120.0336 | 328.9319 | 1235.8067 | 0 | 0.52729 | 0.0081529 | 0 | 0.19613 | 0 | 0 | 1014.3793 | 0 | 0 | 0 | 7033.5509 | 91 | 7 | Fall
2018-04-01 08:00 | 970.3299 | 168.6737 | 261.6685 | 1498.7808 | 1083.8852 | 0 | 138.9632 | 387.5957 | 137.9289 | 470.6213 | 1275.7444 | 0 | 0.98133 | 0.0075695 | 0 | 0.36501 | 0 | 0 | 995.8939 | 0 | 0 | 0 | 7391.4393 | 91 | 8 | Fall
2018-04-01 09:00 | 733.6533 | 127.1005 | 288.629 | 1712.1175 | 1132.9997 | 0 | 95.0309 | 429.1997 | 158.1587 | 508.3163 | 1293.7131 | 0 | 1.6968 | 0.007529 | 0 | 0.63113 | 0 | 0 | 974.0912 | 0 | 0 | 0 | 7455.3453 | 91 | 9 | Fall
2018-04-01 10:00 | 536.6706 | 109.0249 | 280.6838 | 1723.6687 | 1138.1541 | 0 | 63.623 | 468.4265 | 177.2739 | 540.5738 | 1309.5744 | 0 | 2.2643 | 0.006191 | 0 | 0.84223 | 0 | 0 | 953.8438 | 0 | 0 | 0 | 7304.6303 | 91 | 10 | Fall
2018-04-01 11:00 | 391.3686 | 116.6707 | 259.4143 | 1753.1064 | 1141.8148 | 0 | 44.4811 | 512.2963 | 191.8208 | 569.7891 | 1337.8689 | 0 | 2.8723 | 0.0075255 | 0 | 1.0684 | 0 | 0 | 958.7009 | 0 | 0 | 0 | 7281.28 | 91 | 11 | Fall
2018-04-01 12:00 | 287.363 | 146.9734 | 247.0745 | 1739.8403 | 1150.2897 | 0 | 28.9765 | 561.792 | 200.512 | 588.6257 | 1390.8021 | 0 | 3.6411 | 0.0063171 | 0 | 1.3543 | 0 | 0 | 964.8701 | 0 | 0 | 0 | 7312.121 | 91 | 12 | Fall
2018-04-01 13:00 | 192.9672 | 216.6698 | 240.769 | 1625.4025 | 1120.711 | 0 | 19.2693 | 610.6627 | 204.1428 | 602.5462 | 1432.3599 | 0 | 3.7818 | 0.0063683 | 0 | 1.4067 | 0 | 0 | 976.801 | 0 | 0 | 0 | 7247.4961 | 91 | 13 | Fall
2018-04-01 14:00 | 133.5219 | 322.1664 | 244.6876 | 1539.456 | 1106.2673 | 0 | 14.4066 | 647.7967 | 202.0859 | 612.8543 | 1477.5118 | 0 | 3.9469 | 0.0064636 | 0 | 1.4681 | 0 | 0 | 985.0917 | 0 | 0 | 0 | 7291.2677 | 91 | 14 | Fall
2018-04-01 15:00 | 94.7303 | 440.7775 | 254.4856 | 1586.9447 | 1148.8275 | 0 | 11.0455 | 670.6395 | 194.6806 | 611.4663 | 1516.5853 | 0 | 4.1718 | 0.0078386 | 0 | 1.5517 | 0 | 0 | 971.7811 | 0 | 0 | 0 | 7507.6952 | 91 | 15 | Fall
2018-04-01 16:00 | 74.1201 | 543.8745 | 278.4152 | 1719.8427 | 1227.6881 | 0 | 10.4036 | 666.3033 | 185.3981 | 513.5008 | 1545.832 | 0 | 4.6269 | 0.0064336 | 0 | 1.721 | 0 | 0 | 953.8698 | 0 | 0 | 0 | 7725.6025 | 91 | 16 | Fall
2018-04-01 17:00 | 66.0684 | 594.9888 | 318.5509 | 1859.482 | 1317.1183 | 0 | 10.8038 | 606.7956 | 175.184 | 500.526 | 1571.18 | 0 | 4.0388 | 0.0064442 | 0 | 1.5023 | 0 | 0 | 892.2392 | 0 | 0 | 0 | 7918.4845 | 91 | 17 | Fall
2018-04-01 18:00 | 66.5309 | 537.0614 | 385.0031 | 1914.3924 | 1325.979 | 0 | 13.8092 | 534.623 | 164.6234 | 476.7088 | 1583.9365 | 0 | 4.7745 | 0.0059407 | 0 | 1.7759 | 0 | 0 | 897.0085 | 0 | 0 | 0 | 7906.2327 | 91 | 18 | Fall
2018-04-01 19:00 | 84.121 | 411.3532 | 507.1926 | 1863.2799 | 1285.5278 | 0 | 23.797 | 447.9133 | 256.9236 | 437.9671 | 1561.8899 | 0 | 4.8007 | 0.0067211 | 0 | 1.7857 | 0 | 0 | 919.0875 | 0 | 0 | 0 | 7805.6457 | 91 | 19 | Fall
2018-04-01 20:00 | 111.958 | 305.0071 | 664.2507 | 1787.1356 | 1228.4669 | 0 | 34.192 | 394.6199 | 303.6159 | 385.9703 | 1527.7768 | 0 | 4.0006 | 0.0066107 | 0 | 1.4881 | 0 | 0 | 918.8103 | 0 | 0 | 0 | 7667.2986 | 91 | 20 | Fall
2018-04-01 21:00 | 146.2088 | 240.8987 | 710.2892 | 1649.2318 | 1161.6645 | 0 | 16.3418 | 350.8515 | 292.2346 | 336.8352 | 1478.6656 | 0 | 3.3171 | 0.0065858 | 0 | 1.2338 | 0 | 0 | 916.8935 | 0 | 0 | 0 | 7304.6726 | 91 | 21 | Fall
2018-04-01 22:00 | 200.0307 | 184.2516 | 395.2242 | 1375.5094 | 1005.3661 | 0 | 16.622 | 327.7857 | 280.3088 | 273.929 | 1425.497 | 0 | 2.6333 | 0.0065213 | 0 | 0.97949 | 0 | 0 | 969.8374 | 0 | 0 | 0 | 6457.9813 | 91 | 22 | Fall
2018-04-01 23:00 | 258.8019 | 145.8042 | 145.7704 | 1021.183 | 917.8588 | 0 | 20.7674 | 310.8307 | 267.4478 | 218.1595 | 1387.8625 | 0 | 1.8181 | 0.0063555 | 0 | 0.67625 | 0 | 0 | 1051.9331 | 0 | 0 | 0 | 5748.9201 | 91 | 23 | Fall
2018-04-02 | 309.1332 | 125.1315 | 89.0694 | 766.6433 | 884.6968 | 0 | 22.3531 | 279.5684 | 254.282 | 183.8708 | 1415.5104 | 0 | 0.94529 | 0.0063583 | 0 | 0.35161 | 0 | 0 | 1098.2876 | 0 | 0 | 0 | 5429.8498 | 92 | 0 | Winter
2018-04-02 01:00 | 354.2796 | 116.3081 | 79.8319 | 572.723 | 867.2333 | 0 | 22.5561 | 251.086 | 269.2645 | 180.3285 | 1478.6466 | 0 | 0.38532 | 0.0075279 | 0 | 0.14332 | 0 | 0 | 1117.3419 | 0 | 0 | 0 | 5310.1358 | 92 | 1 | Winter
2018-04-02 02:00 | 432.1994 | 117.2681 | 77.6273 | 485.0964 | 859.457 | 0 | 26.6868 | 254.6384 | 266.4335 | 170.0518 | 1445.5446 | 0 | 0.33329 | 0.0080655 | 0 | 0.12397 | 0 | 0 | 1083.0064 | 0 | 0 | 0 | 5218.4752 | 92 | 2 | Winter
2018-04-02 03:00 | 509.7809 | 123.1622 | 77.6273 | 492.2095 | 860.0423 | 0 | 33.7596 | 272.1681 | 267.755 | 170.5729 | 1409.419 | 0 | 0.24068 | 0.0079882 | 0 | 0.089523 | 0 | 0 | 1052.5353 | 0 | 0 | 0 | 5269.3703 | 92 | 3 | Winter
2018-04-02 04:00 | 595.489 | 122.6919 | 77.8885 | 585.4669 | 878.1574 | 0 | 44.3245 | 303.0934 | 278.5289 | 204.7557 | 1411.5797 | 0 | 0.046883 | 0.0080202 | 0 | 0.017439 | 0 | 0 | 1065.942 | 0 | 0 | 0 | 5567.9901 | 92 | 4 | Winter
2018-04-02 05:00 | 679.5301 | 126.0376 | 90.1993 | 872.9871 | 904.4096 | 0 | 67.5164 | 378.6614 | 308.6883 | 259.9471 | 1471.0486 | 0 | 0.14584 | 0.007977 | 0 | 0.054248 | 0 | 0 | 1080.5813 | 0 | 0 | 0 | 6239.8149 | 92 | 5 | Winter
2018-04-02 06:00 | 749.3327 | 131.256 | 181.3316 | 1314.0114 | 961.0198 | 0 | 171.305 | 502.4772 | 340.6461 | 341.0482 | 1780.761 | 0 | 0.30814 | 0.0081298 | 0 | 0.11462 | 0 | 0 | 1072.0492 | 0 | 0 | 0 | 7545.6691 | 92 | 6 | Winter
2018-04-02 07:00 | 711.9882 | 124.1929 | 249.4903 | 1458.7038 | 1033.9092 | 0 | 139.7312 | 613.1634 | 281.9675 | 468.4402 | 2019.6483 | 0 | 0.50475 | 0.0064795 | 0 | 0.18775 | 0 | 0 | 995.3669 | 0 | 0 | 0 | 8097.3009 | 92 | 7 | Winter
2018-04-02 08:00 | 571.1107 | 110.3995 | 243.9916 | 1428.2633 | 1074.1357 | 0 | 93.1504 | 702.7442 | 373.1925 | 709.4791 | 2262.3134 | 0 | 0.93751 | 0.0065357 | 0 | 0.34872 | 0 | 0 | 975.4865 | 0 | 0 | 0 | 8545.5597 | 92 | 8 | Winter
2018-04-02 09:00 | 412.9686 | 110.6228 | 233.3777 | 1524.9173 | 1096.9811 | 0 | 53.6617 | 806.4259 | 427.9549 | 817.0251 | 2474.8876 | 0 | 1.6775 | 0.0066309 | 0 | 0.62395 | 0 | 0 | 987.357 | 0 | 0 | 0 | 8948.4876 | 92 | 9 | Winter
2018-04-02 10:00 | 285.564 | 124.5624 | 219.7573 | 1598.4727 | 1097.3095 | 0 | 27.3363 | 917.112 | 455.032 | 876.4281 | 2638.8292 | 0 | 2.2927 | 0.005967 | 0 | 0.85277 | 0 | 0 | 989.6361 | 0 | 0 | 0 | 9233.191 | 92 | 10 | Winter
2018-04-02 11:00 | 196.2435 | 165.8808 | 204.84 | 1559.3845 | 1099.3088 | 0 | 13.433 | 1004.4117 | 462.2699 | 899.5623 | 2689.9765 | 0 | 2.8894 | 0.0060087 | 0 | 1.0747 | 0 | 0 | 986.0206 | 0 | 0 | 0 | 9285.3017 | 92 | 11 | Winter
2018-04-02 12:00 | 146.3004 | 240.8261 | 195.9251 | 1477.7393 | 1106.5424 | 0 | 8.8033 | 1062.616 | 458.6284 | 887.9993 | 2668.6977 | 0 | 3.6549 | 0.0061703 | 0 | 1.3595 | 0 | 0 | 989.8199 | 0 | 0 | 0 | 9248.9185 | 92 | 12 | Winter
2018-04-02 13:00 | 96.5281 | 334.4352 | 189.1048 | 1346.2743 | 1075.1199 | 0 | 7.4003 | 1090.1235 | 444.9337 | 850.4963 | 2591.0355 | 0 | 3.7324 | 0.0062705 | 0 | 1.3883 | 0 | 0 | 985.3262 | 0 | 0 | 0 | 9015.9049 | 92 | 13 | Winter
2018-04-02 14:00 | 73.3408 | 436.4545 | 190.8903 | 1299.7471 | 1062.1457 | 0 | 6.6753 | 1076.4261 | 418.6017 | 807.7876 | 2458.7766 | 0 | 3.8508 | 0.0063531 | 0 | 1.4324 | 0 | 0 | 984.3364 | 0 | 0 | 0 | 8820.4717 | 92 | 14 | Winter
2018-04-02 15:00 | 60.0833 | 547.7015 | 209.9279 | 1381.3066 | 1106.2559 | 0 | 7.2191 | 1020.8472 | 385.4904 | 773.2655 | 2330.8758 | 0 | 4.0588 | 0.0063725 | 0 | 1.5097 | 0 | 0 | 970.8984 | 0 | 0 | 0 | 8799.4463 | 92 | 15 | Winter
2018-04-02 16:00 | 50.2607 | 665.2909 | 240.2679 | 1533.0178 | 1185.0055 | 0 | 6.9279 | 961.6283 | 352.9692 | 615.9006 | 2232.0612 | 0 | 4.4236 | 0.0063688 | 0 | 1.6454 | 0 | 0 | 936.3658 | 0 | 0 | 0 | 8785.7713 | 92 | 16 | Winter
2018-04-02 17:00 | 47.8738 | 732.4343 | 293.101 | 1741.606 | 1282.648 | 0 | 6.9095 | 858.2405 | 320.6486 | 591.8731 | 2151.2535 | 0 | 3.9276 | 0.0063641 | 0 | 1.4609 | 0 | 0 | 893.0158 | 0 | 0 | 0 | 8924.9989 | 92 | 17 | Winter
2018-04-02 18:00 | 50.6046 | 648.6434 | 371.4384 | 1858.4087 | 1307.1259 | 0 | 7.8473 | 715.5996 | 294.2028 | 570.0859 | 1943.2761 | 0 | 4.5083 | 0.0064171 | 0 | 1.6769 | 0 | 0 | 874.2202 | 0 | 0 | 0 | 8647.6446 | 92 | 18 | Winter
2018-04-02 19:00 | 66.8674 | 515.932 | 492.2739 | 1817.8918 | 1270.1262 | 0 | 12.685 | 566.5892 | 374.9364 | 531.8787 | 1848.5402 | 0 | 4.6609 | 0.0063986 | 0 | 1.7337 | 0 | 0 | 921.2414 | 0 | 0 | 0 | 8425.3633 | 92 | 19 | Winter
2018-04-02 20:00 | 91.217 | 430.9689 | 644.4083 | 1783.9141 | 1216.4508 | 0 | 18.2788 | 456.7356 | 416.442 | 433.9892 | 1750.6478 | 0 | 3.8835 | 0.0063339 | 0 | 1.4445 | 0 | 0 | 923.929 | 0 | 0 | 0 | 8172.316 | 92 | 20 | Winter
2018-04-02 21:00 | 131.7216 | 384.5176 | 683.2314 | 1658.5118 | 1149.1476 | 0 | 15.7627 | 390.202 | 384.8451 | 347.2896 | 1662.745 | 0 | 3.1313 | 0.0062458 | 0 | 1.1647 | 0 | 0 | 895.6635 | 0 | 0 | 0 | 7707.9401 | 92 | 21 | Winter
2018-04-02 22:00 | 195.9824 | 312.6922 | 363.6184 | 1450.68 | 992.6442 | 0 | 18.398 | 349.4464 | 331.3103 | 285.3842 | 1607.0386 | 0 | 2.5063 | 0.0062065 | 0 | 0.93222 | 0 | 0 | 954.9412 | 0 | 0 | 0 | 6865.5807 | 92 | 22 | Winter
2018-04-02 23:00 | 238.8167 | 259.4419 | 135.6587 | 1066.3298 | 910.339 | 0 | 21.4872 | 324.3679 | 297.0712 | 245.4941 | 1570.8671 | 0 | 1.7667 | 0.0059661 | 0 | 0.65714 | 0 | 0 | 1053.8558 | 0 | 0 | 0 | 6126.1593 | 92 | 23 | Winter
2018-04-03 | 295.0474 | 220.6389 | 86.46 | 756.6706 | 881.3348 | 0 | 22.2678 | 275.6469 | 279.5264 | 202.269 | 1505.9626 | 0 | 0.3675 | 0.0058452 | 0 | 0.13669 | 0 | 0 | 1419.2202 | 0 | 0 | 0 | 5945.5548 | 93 | 0 | Winter
2018-04-03 01:00 | 342.675 | 191.438 | 79.1141 | 567.3231 | 866.048 | 0 | 21.3139 | 251.6235 | 269.2645 | 178.3135 | 1478.6466 | 0 | 0.24107 | 0.0056986 | 0 | 0.089667 | 0 | 0 | 1453.6426 | 0 | 0 | 0 | 5699.7392 | 93 | 1 | Winter
2018-04-03 02:00 | 407.3519 | 171.8774 | 77.6273 | 482.5964 | 859.1193 | 0 | 24.4646 | 254.2226 | 266.4335 | 168.212 | 1445.5446 | 0 | 0.11487 | 0.0055974 | 0 | 0.042726 | 0 | 0 | 1498.6384 | 0 | 0 | 0 | 5656.2513 | 93 | 2 | Winter
2018-04-03 03:00 | 469.8278 | 165.127 | 77.6273 | 483.4612 | 860.0181 | 0 | 31.218 | 272.1247 | 267.755 | 172.201 | 1409.419 | 0 | 0.15352 | 0.0057145 | 0 | 0.057103 | 0 | 0 | 1537.3467 | 0 | 0 | 0 | 5746.3421 | 93 | 3 | Winter
2018-04-03 04:00 | 548.0324 | 159.872 | 77.8685 | 566.0564 | 877.9392 | 0 | 41.503 | 299.8477 | 278.5289 | 204.5295 | 1411.5797 | 0 | 0.087056 | 0.0064611 | 0 | 0.032381 | 0 | 0 | 1631.3733 | 0 | 0 | 0 | 6097.2566 | 93 | 4 | Winter
2018-04-03 05:00 | 612.6699 | 160.2024 | 89.6882 | 839.7726 | 903.9046 | 0 | 63.8961 | 372.9524 | 308.6883 | 258.6842 | 1471.0486 | 0 | 0.36791 | 0.0065204 | 0 | 0.13685 | 0 | 0 | 1767.3189 | 0 | 0 | 0 | 6849.3376 | 93 | 5 | Winter
2018-04-03 06:00 | 670.5175 | 164.5692 | 178.6462 | 1261.8718 | 959.8317 | 0 | 155.2845 | 500.3129 | 340.3487 | 342.8283 | 1780.761 | 0 | 0.94489 | 0.0057213 | 0 | 0.35146 | 0 | 0 | 1746.1075 | 0 | 0 | 0 | 8102.3814 | 93 | 6 | Winter
2018-04-03 07:00 | 672.9808 | 159.3175 | 243.9526 | 1433.2361 | 1031.5406 | 0 | 142.6186 | 595.9817 | 281.9675 | 468.0195 | 2019.6483 | 0 | 1.6187 | 0.005613 | 0 | 0.60207 | 0 | 0 | 1683.3681 | 0 | 0 | 0 | 8734.8577 | 93 | 7 | Winter
2018-04-03 08:00 | 602.9952 | 147.8478 | 244.613 | 1460.9262 | 1074.6812 | 0 | 111.8096 | 657.0838 | 373.1925 | 707.5842 | 2262.3134 | 0 | 1.7887 | 0.0050191 | 0 | 0.66534 | 0 | 0 | 1786.9036 | 0 | 0 | 0 | 9432.4096 | 93 | 8 | Winter
2018-04-03 09:00 | 494.0159 | 145.8676 | 234.0733 | 1536.9671 | 1097.8681 | 0 | 79.083 | 736.5142 | 427.9549 | 816.5344 | 2474.8876 | 0 | 1.6532 | 0.0050464 | 0 | 0.61493 | 0 | 0 | 1849.1793 | 0 | 0 | 0 | 9895.2185 | 93 | 9 | Winter
2018-04-03 10:00 | 402.1006 | 146.4124 | 219.6935 | 1529.6248 | 1097.7263 | 0 | 51.9372 | 809.3914 | 455.032 | 873.4662 | 2638.8292 | 0 | 1.8504 | 0.0050633 | 0 | 0.68827 | 0 | 0 | 1820.4275 | 0 | 0 | 0 | 10047.1849 | 93 | 10 | Winter
2018-04-03 11:00 | 318.4697 | 155.2307 | 202.6374 | 1533.8351 | 1098.1208 | 0 | 37.6819 | 862.7058 | 462.2699 | 894.8894 | 2689.9765 | 0 | 2.2468 | 0.0051592 | 0 | 0.83571 | 0 | 0 | 1820.8676 | 0 | 0 | 0 | 10079.7723 | 93 | 11 | Winter
2018-04-03 12:00 | 258.1107 | 181.0892 | 196.0974 | 1442.0549 | 1105.9292 | 0 | 29.7951 | 907.2156 | 458.6284 | 884.3923 | 2668.6977 | 0 | 2.5784 | 0.0053017 | 0 | 0.95907 | 0 | 0 | 1841.522 | 0 | 0 | 0 | 9977.0755 | 93 | 12 | Winter
2018-04-03 13:00 | 200.1987 | 214.0087 | 190.1479 | 1279.2836 | 1074.4583 | 0 | 24.2839 | 917.196 | 444.9337 | 846.7785 | 2591.0355 | 0 | 2.6009 | 0.0053492 | 0 | 0.96744 | 0 | 0 | 1834.9834 | 0 | 0 | 0 | 9620.882 | 93 | 13 | Winter
2018-04-03 14:00 | 165.9897 | 250.7642 | 189.8704 | 1241.43 | 1060.5891 | 0 | 20.1124 | 892.2521 | 418.6017 | 802.0147 | 2458.7766 | 0 | 2.9378 | 0.0054294 | 0 | 1.0927 | 0 | 0 | 1817.7519 | 0 | 0 | 0 | 9322.1886 | 93 | 14 | Winter
2018-04-03 15:00 | 132.8721 | 276.8615 | 207.9624 | 1317.6689 | 1103.9952 | 0 | 16.9057 | 839.2157 | 385.4904 | 769.3284 | 2330.8758 | 0 | 3.9762 | 0.0055199 | 0 | 1.479 | 0 | 0 | 1773.494 | 0 | 0 | 0 | 9160.1307 | 93 | 15 | Winter
2018-04-03 16:00 | 113.8736 | 286.5388 | 239.4683 | 1535.1011 | 1185.2053 | 0 | 15.3194 | 760.0563 | 352.9692 | 612.1178 | 2232.0612 | 0 | 5.144 | 0.0056097 | 0 | 1.9133 | 0 | 0 | 1684.6701 | 0 | 0 | 0 | 9024.4441 | 93 | 16 | Winter
2018-04-03 17:00 | 103.1654 | 284.2165 | 291.8531 | 1759.5649 | 1281.398 | 0 | 14.6417 | 660.0903 | 320.6486 | 585.5897 | 2151.2535 | 0 | 5.9151 | 0.0056279 | 0 | 2.2002 | 0 | 0 | 1551.8768 | 0 | 0 | 0 | 9012.4193 | 93 | 17 | Winter
2018-04-03 18:00 | 114.0576 | 267.6592 | 365.6791 | 1833.4579 | 1303.9274 | 0 | 18.7513 | 565.5628 | 294.2028 | 564.9399 | 1943.2761 | 0 | 4.4728 | 0.0057063 | 0 | 1.6637 | 0 | 0 | 1517.3446 | 0 | 0 | 0 | 8795.0009 | 93 | 18 | Winter
2018-04-03 19:00 | 150.1261 | 212.2507 | 484.4709 | 1814.0307 | 1267.5354 | 0 | 24.7822 | 460.0909 | 374.6551 | 526.9854 | 1848.5402 | 0 | 2.4833 | 0.0057227 | 0 | 0.92369 | 0 | 0 | 1559.4775 | 0 | 0 | 0 | 8726.3579 | 93 | 19 | Winter
2018-04-03 20:00 | 199.4292 | 167.0283 | 636.8913 | 1735.8946 | 1213.9094 | 0 | 31.1781 | 374.3685 | 416.442 | 431.2089 | 1750.6478 | 0 | 1.8798 | 0.0056771 | 0 | 0.6992 | 0 | 0 | 1523.8525 | 0 | 0 | 0 | 8483.4353 | 93 | 20 | Winter
2018-04-03 21:00 | 254.3565 | 158.1856 | 676.4772 | 1701.3396 | 1148.291 | 0 | 23.3582 | 328.8836 | 384.8451 | 343.594 | 1662.745 | 0 | 1.3933 | 0.0055051 | 0 | 0.51823 | 0 | 0 | 1474.0155 | 0 | 0 | 0 | 8158.0083 | 93 | 21 | Winter
2018-04-03 22:00 | 322.0587 | 147.1674 | 362.4447 | 1453.6494 | 992.5554 | 0 | 24.6863 | 302.5979 | 331.3103 | 283.3659 | 1607.0386 | 0 | 0.90168 | 0.0053229 | 0 | 0.33539 | 0 | 0 | 1417.1319 | 0 | 0 | 0 | 7245.2489 | 93 | 22 | Winter
2018-04-03 23:00 | 395.8943 | 154.9201 | 136.4862 | 1044.3009 | 910.7694 | 0 | 29.7149 | 285.6429 | 297.0712 | 243.7427 | 1570.8671 | 0 | 0.64891 | 0.0051001 | 0 | 0.24137 | 0 | 0 | 1401.4861 | 0 | 0 | 0 | 6471.7911 | 93 | 23 | Winter
2018-04-04 | 467.445 | 156.0383 | 86.7625 | 760.6713 | 881.5443 | 0 | 32.3461 | 252.7808 | 279.5264 | 201.9851 | 1505.9626 | 0 | 0.38849 | 0.0055865 | 0 | 0.1445 | 0 | 0 | 1499.671 | 0 | 0 | 0 | 6125.272 | 94 | 0 | Fall
2018-04-04 01:00 | 525.7713 | 161.3377 | 79.2975 | 575.5597 | 866.2212 | 0 | 29.3621 | 238.5358 | 269.5294 | 178.084 | 1478.1875 | 0 | 0.25315 | 0.0061679 | 0 | 0.094162 | 0 | 0 | 1524.5444 | 0 | 0 | 0 | 5926.7841 | 94 | 1 | Fall
2018-04-04 02:00 | 613.6982 | 166.292 | 77.6273 | 507.7488 | 859.1881 | 0 | 35.2467 | 243.9433 | 266.5707 | 168.2085 | 1447.029 | 0 | 0.11912 | 0.0060872 | 0 | 0.044306 | 0 | 0 | 1556.2021 | 0 | 0 | 0 | 5941.9243 | 94 | 2 | Fall
2018-04-04 03:00 | 690.2144 | 174.0232 | 77.6273 | 492.322 | 860.027 | 0 | 43.3702 | 259.3276 | 267.699 | 172.1624 | 1412.9785 | 0 | 0.15755 | 0.0061293 | 0 | 0.058602 | 0 | 0 | 1576.2372 | 0 | 0 | 0 | 6026.211 | 94 | 3 | Fall
2018-04-04 04:00 | 798.179 | 185.3846 | 77.8602 | 566.0387 | 877.9894 | 0 | 58.5868 | 285.0794 | 278.346 | 203.7421 | 1415.3208 | 0 | 0.08764 | 0.0062175 | 0 | 0.032598 | 0 | 0 | 1648.4551 | 0 | 0 | 0 | 6395.1085 | 94 | 4 | Fall
2018-04-04 05:00 | 882.1539 | 192.2698 | 90.031 | 857.1958 | 904.0785 | 0 | 89.0153 | 353.7574 | 308.3191 | 259.2444 | 1476.3328 | 0 | 0.37143 | 0.0076897 | 0 | 0.13816 | 0 | 0 | 1783.1613 | 0 | 0 | 0 | 7196.0767 | 94 | 5 | Fall
2018-04-04 06:00 | 946.5954 | 200.5229 | 180.1934 | 1271.9387 | 959.8767 | 0 | 195.6386 | 463.8147 | 338.7019 | 342.3618 | 1786.7213 | 0 | 0.94452 | 0.0055407 | 0 | 0.35132 | 0 | 0 | 1745.7925 | 0 | 0 | 0 | 8433.4591 | 94 | 6 | Fall
2018-04-04 07:00 | 945.9339 | 200.9787 | 246.0648 | 1453.5137 | 1031.2513 | 0 | 177.5804 | 558.5706 | 279.4269 | 465.3034 | 2024.559 | 0 | 1.6427 | 0.0056607 | 0 | 0.61102 | 0 | 0 | 1708.8865 | 0 | 0 | 0 | 9094.3286 | 94 | 7 | Fall
2018-04-04 08:00 | 842.0747 | 188.0367 | 245.4661 | 1431.1492 | 1073.6449 | 0 | 146.8427 | 632.098 | 369.9993 | 707.0885 | 2265.9667 | 0 | 1.7968 | 0.00498 | 0 | 0.66835 | 0 | 0 | 1795.1826 | 0 | 0 | 0 | 9700.0196 | 94 | 8 | Fall
2018-04-04 09:00 | 719.435 | 169.2432 | 235.715 | 1514.7144 | 1097.8452 | 0 | 113.8895 | 706.2934 | 426.9046 | 814.7161 | 2476.1416 | 0 | 1.6596 | 0.005004 | 0 | 0.6173 | 0 | 0 | 1856.515 | 0 | 0 | 0 | 10133.6948 | 94 | 9 | Fall
2018-04-04 10:00 | 591.8745 | 141.8524 | 220.592 | 1551.8737 | 1098.1322 | 0 | 86.5128 | 773.4924 | 454.7857 | 870.1493 | 2638.4569 | 0 | 1.8799 | 0.0050739 | 0 | 0.69926 | 0 | 0 | 1849.7016 | 0 | 0 | 0 | 10280.0076 | 94 | 10 | Fall
2018-04-04 11:00 | 487.2367 | 137.3815 | 204.8901 | 1532.2779 | 1100.4026 | 0 | 64.0394 | 824.9986 | 462.2038 | 896.4233 | 2687.2316 | 0 | 2.2798 | 0.0051931 | 0 | 0.848 | 0 | 0 | 1847.5385 | 0 | 0 | 0 | 10247.757 | 94 | 11 | Fall
2018-04-04 12:00 | 411.3446 | 151.8755 | 196.9011 | 1511.7318 | 1108.5505 | 0 | 49.1211 | 865.0453 | 458.607 | 878.244 | 2665.233 | 0 | 2.6008 | 0.0052195 | 0 | 0.96738 | 0 | 0 | 1857.2488 | 0 | 0 | 0 | 10157.4761 | 94 | 12 | Fall
2018-04-04 13:00 | 316.391 | 181.3979 | 189.2457 | 1341.1205 | 1075.3141 | 0 | 40.616 | 888.439 | 444.7941 | 845.5719 | 2587.6906 | 0 | 2.614 | 0.0053241 | 0 | 0.9723 | 0 | 0 | 1844.1219 | 0 | 0 | 0 | 9758.2945 | 94 | 13 | Fall
2018-04-04 14:00 | 259.8431 | 222.6098 | 190.7187 | 1271.9226 | 1062.1194 | 0 | 34.6939 | 879.326 | 418.3252 | 799.7933 | 2454.409 | 0 | 2.9346 | 0.0054118 | 0 | 1.0915 | 0 | 0 | 1815.4498 | 0 | 0 | 0 | 9413.2423 | 94 | 14 | Fall
2018-04-04 15:00 | 215.8447 | 258.2603 | 207.1582 | 1350.7809 | 1104.2185 | 0 | 31.8582 | 839.0765 | 385.0426 | 765.6376 | 2323.7506 | 0 | 3.9656 | 0.0054962 | 0 | 1.475 | 0 | 0 | 1768.8584 | 0 | 0 | 0 | 9255.9325 | 94 | 15 | Fall
2018-04-04 16:00 | 186.8963 | 297.2264 | 238.2822 | 1526.8731 | 1184.3857 | 0 | 28.5995 | 770.8035 | 352.7135 | 609.6358 | 2226.2753 | 0 | 5.1157 | 0.0055736 | 0 | 1.9028 | 0 | 0 | 1675.4792 | 0 | 0 | 0 | 9104.1945 | 94 | 16 | Fall
2018-04-04 17:00 | 175.5907 | 329.7149 | 293.5329 | 1738.7529 | 1283.0987 | 0 | 29.6258 | 675.4437 | 320.485 | 582.0994 | 2145.2711 | 0 | 6.0216 | 0.0056657 | 0 | 2.2398 | 0 | 0 | 1579.941 | 0 | 0 | 0 | 9161.8232 | 94 | 17 | Fall
2018-04-04 18:00 | 196.7921 | 300.1993 | 367.7134 | 1847.5705 | 1304.4086 | 0 | 36.7584 | 574.3051 | 293.9396 | 565.103 | 1939.6489 | 0 | 4.6244 | 0.0056942 | 0 | 1.7201 | 0 | 0 | 1568.6886 | 0 | 0 | 0 | 9001.4776 | 94 | 18 | Fall
2018-04-04 19:00 | 251.3023 | 244.4581 | 486.2166 | 1788.9652 | 1267.1313 | 0 | 46.278 | 466.7153 | 373.7214 | 523.5361 | 1847.6458 | 0 | 2.588 | 0.0055167 | 0 | 0.96264 | 0 | 0 | 1625.4112 | 0 | 0 | 0 | 8924.9375 | 94 | 19 | Fall
2018-04-04 20:00 | 304.4207 | 204.4757 | 639.1603 | 1739.2905 | 1214.7664 | 0 | 50.7499 | 385.8713 | 416.9044 | 430.7297 | 1751.3338 | 0 | 1.974 | 0.005539 | 0 | 0.73426 | 0 | 0 | 1600.1432 | 0 | 0 | 0 | 8740.5597 | 94 | 20 | Fall
2018-04-04 21:00 | 363.9007 | 177.1429 | 680.2614 | 1686.2704 | 1148.8534 | 0 | 31.4281 | 338.1685 | 387.4343 | 343.0283 | 1664.7943 | 0 | 1.455 | 0.0053323 | 0 | 0.54119 | 0 | 0 | 1539.3064 | 0 | 0 | 0 | 8362.5901 | 94 | 21 | Fall
2018-04-04 22:00 | 439.9437 | 148.8191 | 365.9464 | 1441.8061 | 993.254 | 0 | 32.2309 | 310.6501 | 334.9043 | 282.751 | 1608.5029 | 0 | 0.92932 | 0.0051278 | 0 | 0.34567 | 0 | 0 | 1460.9281 | 0 | 0 | 0 | 7421.0168 | 94 | 22 | Fall
2018-04-04 23:00 | 517.6267 | 133.8502 | 136.3309 | 1061.7392 | 910.7936 | 0 | 37.3075 | 293.2372 | 299.0758 | 243.3992 | 1571.4723 | 0 | 0.67047 | 0.0057227 | 0 | 0.24939 | 0 | 0 | 1447.2019 | 0 | 0 | 0 | 6652.9601 | 94 | 23 | Fall
2018-04-05 | 584.7891 | 129.854 | 86.3658 | 762.4383 | 881.0569 | 0 | 39.2541 | 256.8374 | 280.3765 | 201.0399 | 1505.1196 | 0 | 0.38625 | 0.005521 | 0 | 0.14367 | 0 | 0 | 1490.8861 | 0 | 0 | 0 | 6218.5532 | 95 | 0 | Winter
2018-04-05 01:00 | 651.1086 | 128.9277 | 79.1777 | 572.1477 | 866.1102 | 0 | 35.5723 | 241.3214 | 269.4236 | 178.4099 | 1473.7262 | 0 | 0.24876 | 0.0060731 | 0 | 0.092528 | 0 | 0 | 1498.3906 | 0 | 0 | 0 | 5994.6633 | 95 | 1 | Winter
2018-04-05 02:00 | 768.7524 | 141.6612 | 77.6273 | 476.4844 | 859.1694 | 0 | 42.515 | 248.3966 | 266.5045 | 168.7549 | 1441.5905 | 0 | 0.11656 | 0.0060463 | 0 | 0.043356 | 0 | 0 | 1519.3364 | 0 | 0 | 0 | 6010.9585 | 95 | 2 | Winter
2018-04-05 03:00 | 854.8218 | 150.6358 | 77.6273 | 488.4523 | 860.0073 | 0 | 50.113 | 263.1253 | 267.7548 | 171.777 | 1406.1367 | 0 | 0.15256 | 0.0060228 | 0 | 0.056747 | 0 | 0 | 1525.3826 | 0 | 0 | 0 | 6116.0495 | 95 | 3 | Winter
2018-04-05 04:00 | 955.0458 | 158.3178 | 77.8855 | 578.2161 | 878.138 | 0 | 63.2995 | 290.1476 | 278.5034 | 204.6194 | 1407.606 | 0 | 0.085425 | 0.0061508 | 0 | 0.031774 | 0 | 0 | 1602.225 | 0 | 0 | 0 | 6494.1276 | 95 | 4 | Winter
2018-04-05 05:00 | 1049.2881 | 167.7154 | 90.6641 | 879.6475 | 904.4999 | 0 | 95.5682 | 359.7619 | 308.7658 | 258.6139 | 1468.3202 | 0 | 0.36173 | 0.0074573 | 0 | 0.13455 | 0 | 0 | 1736.8723 | 0 | 0 | 0 | 7320.221 | 95 | 5 | Winter
2018-04-05 06:00 | 1122.2474 | 175.8784 | 178.2575 | 1270.4215 | 959.5915 | 0 | 217.1575 | 468.5832 | 335.2177 | 339.9805 | 1779.6201 | 0 | 0.91572 | 0.0053396 | 0 | 0.34061 | 0 | 0 | 1693.3646 | 0 | 0 | 0 | 8541.5814 | 95 | 6 | Winter
2018-04-05 07:00 | 1101.3849 | 172.6044 | 243.3841 | 1453.9494 | 1030.1949 | 0 | 188.1254 | 563.3973 | 282.4932 | 466.0478 | 2017.8965 | 0 | 1.6239 | 0.0053696 | 0 | 0.60401 | 0 | 0 | 1689.9631 | 0 | 0 | 0 | 9211.6742 | 95 | 7 | Winter
2018-04-05 08:00 | 988.2045 | 167.8316 | 243.4894 | 1498.4677 | 1073.9864 | 0 | 151.2069 | 625.4981 | 373.2298 | 707.0827 | 2257.9883 | 0 | 1.7925 | 0.0049144 | 0 | 0.66675 | 0 | 0 | 1790.6874 | 0 | 0 | 0 | 9880.1369 | 95 | 8 | Winter
2018-04-05 09:00 | 826.568 | 165.6043 | 235.4131 | 1483.9673 | 1098.2763 | 0 | 116.4923 | 687.8933 | 427.9351 | 810.9448 | 2464.3516 | 0 | 1.6751 | 0.0050541 | 0 | 0.62308 | 0 | 0 | 1873.7385 | 0 | 0 | 0 | 10193.4878 | 95 | 9 | Winter
2018-04-05 10:00 | 665.2863 | 150.764 | 222.3482 | 1565.643 | 1099.0416 | 0 | 89.1673 | 759.0401 | 454.9391 | 870.3636 | 2619.0307 | 0 | 1.876 | 0.0055464 | 0 | 0.69779 | 0 | 0 | 1845.8012 | 0 | 0 | 0 | 10344.0043 | 95 | 10 | Winter
2018-04-05 11:00 | 536.1175 | 147.4965 | 205.2303 | 1510.5398 | 1100.2166 | 0 | 65.453 | 820.3539 | 462.2158 | 894.3797 | 2659.1363 | 0 | 2.2848 | 0.0055891 | 0 | 0.84987 | 0 | 0 | 1851.4345 | 0 | 0 | 0 | 10255.7143 | 95 | 11 | Winter
2018-04-05 12:00 | 456.9044 | 157.6593 | 198.1119 | 1431.4275 | 1108.4305 | 0 | 50.7681 | 861.4392 | 458.611 | 881.53 | 2631.5079 | 0 | 2.599 | 0.0055536 | 0 | 0.96674 | 0 | 0 | 1856.1778 | 0 | 0 | 0 | 10096.1389 | 95 | 12 | Winter
2018-04-05 13:00 | 369.7516 | 188.4035 | 190.968 | 1345.0889 | 1077.0525 | 0 | 43.4198 | 890.5736 | 444.7978 | 843.1301 | 2553.0501 | 0 | 2.6225 | 0.0056093 | 0 | 0.97545 | 0 | 0 | 1850.0014 | 0 | 0 | 0 | 9799.8409 | 95 | 13 | Winter
2018-04-05 14:00 | 308.5557 | 260.6283 | 193.3879 | 1272.774 | 1063.9463 | 0 | 37.9719 | 904.5449 | 418.3259 | 800.1574 | 2424.9496 | 0 | 2.9971 | 0.0056657 | 0 | 1.1148 | 0 | 0 | 1854.1438 | 0 | 0 | 0 | 9543.5031 | 95 | 14 | Winter
2018-04-05 15:00 | 263.3045 | 339.6671 | 209.0875 | 1323.5767 | 1105.6285 | 0 | 35.6621 | 864.8928 | 385.0428 | 769.6522 | 2305.3861 | 0 | 4.0826 | 0.0056309 | 0 | 1.5185 | 0 | 0 | 1821.0931 | 0 | 0 | 0 | 9428.6 | 95 | 15 | Winter
2018-04-05 16:00 | 243.5819 | 403.9734 | 241.1048 | 1543.0791 | 1186.5624 | 0 | 33.9308 | 796.475 | 352.7128 | 607.4702 | 2218.8984 | 0 | 5.3712 | 0.0057446 | 0 | 1.9979 | 0 | 0 | 1759.2207 | 0 | 0 | 0 | 9394.3841 | 95 | 16 | Winter
2018-04-05 17:00 | 243.8199 | 444.9164 | 294.5298 | 1749.4003 | 1284.1126 | 0 | 30.7106 | 703.3646 | 320.4859 | 584.3363 | 2147.8031 | 0 | 6.3573 | 0.0057817 | 0 | 2.3646 | 0 | 0 | 1667.9601 | 0 | 0 | 0 | 9480.1671 | 95 | 17 | Winter
2018-04-05 18:00 | 251.8039 | 405.6592 | 368.3613 | 1903.267 | 1303.0857 | 0 | 34.6755 | 599.2319 | 293.9385 | 563.775 | 1949.5547 | 0 | 4.8778 | 0.0051982 | 0 | 1.8143 | 0 | 0 | 1654.7562 | 0 | 0 | 0 | 9334.8059 | 95 | 18 | Winter
2018-04-05 19:00 | 279.9562 | 324.1249 | 490.0351 | 1821.217 | 1267.664 | 0 | 37.8197 | 482.5533 | 371.7897 | 526.1259 | 1862.2369 | 0 | 2.7079 | 0.005948 | 0 | 1.0072 | 0 | 0 | 1700.7297 | 0 | 0 | 0 | 9167.9734 | 95 | 19 | Winter
2018-04-05 20:00 | 328.2935 | 262.0168 | 645.3871 | 1765.7385 | 1217.2055 | 0 | 45.1802 | 392.6323 | 416.262 | 429.6996 | 1767.361 | 0 | 2.0164 | 0.0058447 | 0 | 0.75003 | 0 | 0 | 1634.5515 | 0 | 0 | 0 | 8907.1003 | 95 | 20 | Winter
2018-04-05 21:00 | 406.6237 | 231.9323 | 683.9126 | 1665.604 | 1150.0463 | 0 | 30.4896 | 340.5157 | 384.679 | 342.3115 | 1678.2702 | 0 | 1.485 | 0.0050756 | 0 | 0.55237 | 0 | 0 | 1571.3625 | 0 | 0 | 0 | 8487.79 | 95 | 21 | Winter
2018-04-05 22:00 | 475.6653 | 199.3192 | 364.973 | 1447.606 | 992.2768 | 0 | 32.4052 | 312.2301 | 331.3634 | 283.0947 | 1615.7561 | 0 | 0.94911 | 0.0056246 | 0 | 0.35303 | 0 | 0 | 1492.2065 | 0 | 0 | 0 | 7548.204 | 95 | 22 | Winter
2018-04-05 23:00 | 541.0513 | 187.5504 | 137.3136 | 1092.5318 | 910.7452 | 0 | 38.9064 | 294.1013 | 297.3906 | 243.6057 | 1570.2167 | 0 | 0.68032 | 0.0055567 | 0 | 0.25305 | 0 | 0 | 1469.1996 | 0 | 0 | 0 | 6783.5516 | 95 | 23 | Winter
2018-04-06 | 611.3486 | 190.0237 | 86.8226 | 758.0304 | 881.4762 | 0 | 45.4196 | 260.0408 | 279.9786 | 201.1533 | 1499.6921 | 0 | 0.38049 | 0.0054715 | 0 | 0.14153 | 0 | 0 | 1468.6727 | 0 | 0 | 0 | 6283.1862 | 96 | 0 | Winter
2018-04-06 01:00 | 694.0819 | 198.9133 | 79.2781 | 576.6855 | 866.1514 | 0 | 41.8263 | 246.1917 | 269.2631 | 177.4177 | 1478.7407 | 0 | 0.24494 | 0.0053316 | 0 | 0.091107 | 0 | 0 | 1475.2321 | 0 | 0 | 0 | 6104.123 | 96 | 1 | Winter
2018-04-06 02:00 | 797.5814 | 206.5795 | 77.6273 | 495.2003 | 859.1117 | 0 | 49.4999 | 249.4068 | 266.4351 | 168.7658 | 1445.3137 | 0 | 0.11457 | 0.005317 | 0 | 0.042616 | 0 | 0 | 1495.4481 | 0 | 0 | 0 | 6111.1322 | 96 | 2 | Winter
2018-04-06 03:00 | 859.351 | 210.3681 | 77.6273 | 485.3918 | 859.98 | 0 | 58.3447 | 264.6739 | 267.7569 | 170.4177 | 1409.2703 | 0 | 0.1518 | 0.0060723 | 0 | 0.056464 | 0 | 0 | 1517.9212 | 0 | 0 | 0 | 6181.3173 | 96 | 3 | Winter
2018-04-06 04:00 | 981.339 | 220.0978 | 77.8907 | 564.2386 | 878.0295 | 0 | 77.4744 | 291.7682 | 278.5651 | 203.3916 | 1411.641 | 0 | 0.084249 | 0.0061767 | 0 | 0.031337 | 0 | 0 | 1577.3936 | 0 | 0 | 0 | 6561.9513 | 96 | 4 | Winter
2018-04-06 05:00 | 1110.0732 | 231.1066 | 89.8515 | 833.7766 | 904.2233 | 0 | 119.4561 | 357.683 | 308.9087 | 258.2469 | 1471.3644 | 0 | 0.35567 | 0.0061631 | 0 | 0.1323 | 0 | 0 | 1707.7221 | 0 | 0 | 0 | 7392.9065 | 96 | 5 | Winter
2018-04-06 06:00 | 1196.7302 | 239.3725 | 179.9871 | 1261.2434 | 961.0164 | 0 | 248.6358 | 463.0961 | 323.0151 | 339.3042 | 1781.3974 | 0 | 0.90573 | 0.0054411 | 0 | 0.33689 | 0 | 0 | 1674.1647 | 0 | 0 | 0 | 8669.2108 | 96 | 6 | Winter
2018-04-06 07:00 | 1174.9601 | 238.835 | 244.5527 | 1451.7572 | 1031.6882 | 0 | 218.2308 | 554.9762 | 282.7219 | 463.1383 | 2020.5106 | 0 | 1.6373 | 0.0055448 | 0 | 0.60899 | 0 | 0 | 1703.8477 | 0 | 0 | 0 | 9387.4705 | 96 | 7 | Winter
2018-04-06 08:00 | 1106.9823 | 230.8765 | 244.9582 | 1486.0903 | 1075.712 | 0 | 183.1178 | 621.9297 | 373.5291 | 706.0002 | 2263.4399 | 0 | 1.7886 | 0.0056008 | 0 | 0.66529 | 0 | 0 | 1787.3262 | 0 | 0 | 0 | 10082.4219 | 96 | 8 | Winter
2018-04-06 09:00 | 962.703 | 224.7522 | 236.6832 | 1497.2718 | 1098.2922 | 0 | 145.7144 | 694.3632 | 428.1539 | 810.0494 | 2475.5218 | 0 | 1.6529 | 0.0055697 | 0 | 0.61482 | 0 | 0 | 1849.8174 | 0 | 0 | 0 | 10425.596 | 96 | 9 | Winter
2018-04-06 10:00 | 818.7751 | 220.4667 | 223.0238 | 1545.8548 | 1097.95 | 0 | 115.7157 | 771.751 | 455.0525 | 869.9151 | 2639.1871 | 0 | 1.8453 | 0.0055211 | 0 | 0.68637 | 0 | 0 | 1815.782 | 0 | 0 | 0 | 10576.0111 | 96 | 10 | Winter
2018-04-06 11:00 | 729.9631 | 242.8114 | 207.3314 | 1534.9943 | 1099.9324 | 0 | 99.1892 | 831.4175 | 462.2472 | 892.0765 | 2690.1353 | 0 | 2.2595 | 0.0056026 | 0 | 0.84044 | 0 | 0 | 1831.2488 | 0 | 0 | 0 | 10624.4526 | 96 | 11 | Winter
2018-04-06 12:00 | 697.5705 | 281.9238 | 198.4019 | 1461.888 | 1107.9089 | 0 | 86.8897 | 865.5175 | 458.6161 | 879.2754 | 2668.8029 | 0 | 2.5677 | 0.0055621 | 0 | 0.95508 | 0 | 0 | 1834.3508 | 0 | 0 | 0 | 10544.6739 | 96 | 12 | Winter
2018-04-06 13:00 | 590.2372 | 333.8832 | 189.6938 | 1336.5028 | 1075.4016 | 0 | 72.1454 | 888.8669 | 444.7996 | 843.6789 | 2591.1365 | 0 | 2.5869 | 0.0056025 | 0 | 0.96222 | 0 | 0 | 1825.0163 | 0 | 0 | 0 | 10194.9169 | 96 | 13 | Winter
2018-04-06 14:00 | 519.2037 | 406.6449 | 192.0348 | 1278.9505 | 1062.7893 | 0 | 61.8612 | 880.9481 | 418.3241 | 798.5694 | 2458.6795 | 0 | 2.9254 | 0.0055394 | 0 | 1.0881 | 0 | 0 | 1809.9767 | 0 | 0 | 0 | 9892.0013 | 96 | 14 | Winter
2018-04-06 15:00 | 470.4453 | 505.9748 | 205.7375 | 1335.559 | 1103.4421 | 0 | 52.4366 | 860.3477 | 385.0424 | 768.5928 | 2330.3807 | 0 | 3.9962 | 0.0055994 | 0 | 1.4864 | 0 | 0 | 1782.7991 | 0 | 0 | 0 | 9806.2463 | 96 | 15 | Winter
2018-04-06 16:00 | 422.5294 | 596.2338 | 238.1256 | 1509.7714 | 1185.6253 | 0 | 43.9207 | 817.3272 | 352.7127 | 609.2411 | 2231.4381 | 0 | 5.2912 | 0.0056786 | 0 | 1.9681 | 0 | 0 | 1733.3598 | 0 | 0 | 0 | 9747.55 | 96 | 16 | Winter
2018-04-06 17:00 | 370.1032 | 647.0137 | 290.8059 | 1736.8161 | 1283.0545 | 0 | 35.8897 | 738.3337 | 320.4995 | 585.2397 | 2150.4236 | 0 | 6.2948 | 0.0057269 | 0 | 2.3414 | 0 | 0 | 1651.9052 | 0 | 0 | 0 | 9818.7269 | 96 | 17 | Winter
2018-04-06 18:00 | 342.233 | 594.072 | 364.8558 | 1845.8156 | 1302.9712 | 0 | 36.8026 | 632.5798 | 293.9528 | 566.6626 | 1942.5304 | 0 | 4.8344 | 0.005792 | 0 | 1.7982 | 0 | 0 | 1640.2529 | 0 | 0 | 0 | 9569.3672 | 96 | 18 | Winter
2018-04-06 19:00 | 346.5019 | 477.4808 | 486.0356 | 1822.7377 | 1267.8742 | 0 | 38.2335 | 499.7046 | 371.1744 | 528.7007 | 1847.9887 | 0 | 2.7116 | 0.0059125 | 0 | 1.0086 | 0 | 0 | 1703.3903 | 0 | 0 | 0 | 9393.5486 | 96 | 19 | Winter
2018-04-06 20:00 | 358.3531 | 387.9976 | 642.3281 | 1705.5796 | 1216.2051 | 0 | 39.8591 | 406.5951 | 416.2357 | 432.7061 | 1750.3133 | 0 | 2.0216 | 0.0058891 | 0 | 0.75195 | 0 | 0 | 1638.8374 | 0 | 0 | 0 | 8997.7895 | 96 | 20 | Winter
2018-04-06 21:00 | 408.1376 | 335.4788 | 683.9033 | 1654.235 | 1148.7739 | 0 | 28.3261 | 354.3188 | 384.597 | 346.4565 | 1662.5902 | 0 | 1.4962 | 0.005775 | 0 | 0.55653 | 0 | 0 | 1583.5097 | 0 | 0 | 0 | 8592.3854 | 96 | 21 | Winter
2018-04-06 22:00 | 467.8944 | 276.7841 | 369.2875 | 1461.9391 | 993.7203 | 0 | 30.9659 | 323.3482 | 331.1797 | 284.1062 | 1606.9977 | 0 | 0.96648 | 0.0057593 | 0 | 0.35949 | 0 | 0 | 1519.4951 | 0 | 0 | 0 | 7667.05 | 96 | 22 | Winter
2018-04-06 23:00 | 492.6587 | 234.1101 | 137.4497 | 1055.6424 | 911.0207 | 0 | 32.7002 | 303.9994 | 297.0686 | 244.563 | 1570.7655 | 0 | 0.68537 | 0.005562 | 0 | 0.25493 | 0 | 0 | 1480.8224 | 0 | 0 | 0 | 6761.7465 | 96 | 23 | Winter
2018-04-07 | 524.9353 | 220.4023 | 86.4178 | 706.5064 | 881.4333 | 0 | 35.3522 | 266.3403 | 279.5245 | 202.9124 | 1506.1533 | 0 | 0.37556 | 0.0054444 | 0 | 0.13969 | 0 | 0 | 1448.6103 | 0 | 0 | 0 | 6159.109 | 97 | 0 | Fall
2018-04-07 01:00 | 569.8236 | 207.7867 | 79.2266 | 542.7936 | 866.2091 | 0 | 36.4157 | 272.9881 | 255.9752 | 167.8872 | 1557.1641 | 0 | 0.24212 | 0.0054586 | 0 | 0.090057 | 0 | 0 | 1457.2015 | 0 | 0 | 0 | 6013.8092 | 97 | 1 | Fall
2018-04-07 02:00 | 618.1929 | 197.9585 | 77.3015 | 471.5576 | 859.1456 | 0 | 37.0953 | 271.4464 | 250.1968 | 170.2165 | 1530.9542 | 0 | 0.11329 | 0.0054953 | 0 | 0.042138 | 0 | 0 | 1479.9583 | 0 | 0 | 0 | 5964.1845 | 97 | 2 | Fall
2018-04-07 03:00 | 645.6314 | 190.2776 | 77.3015 | 463.3557 | 859.9769 | 0 | 40.7557 | 281.3565 | 248.3003 | 188.5516 | 1497.1429 | 0 | 0.14783 | 0.0055412 | 0 | 0.054986 | 0 | 0 | 1478.1797 | 0 | 0 | 0 | 5971.0382 | 97 | 3 | Fall
2018-04-07 04:00 | 711.8997 | 183.6228 | 77.8043 | 472.208 | 877.2621 | 0 | 51.5757 | 294.5464 | 250.4716 | 203.6833 | 1449.9068 | 0 | 0.081099 | 0.0056272 | 0 | 0.030165 | 0 | 0 | 1518.6552 | 0 | 0 | 0 | 6091.7527 | 97 | 4 | Fall
2018-04-07 05:00 | 791.8638 | 184.3848 | 84.0643 | 579.3654 | 899.0907 | 0 | 79.4346 | 322.1023 | 255.7728 | 236.4277 | 1396.508 | 0 | 0.33834 | 0.0057346 | 0 | 0.12585 | 0 | 0 | 1626.5031 | 0 | 0 | 0 | 6455.9874 | 97 | 5 | Fall
2018-04-07 06:00 | 869.9051 | 195.8182 | 124.1997 | 835.0427 | 929.5973 | 0 | 173.111 | 389.7863 | 215.9967 | 290.6292 | 1505.2127 | 0 | 0.8503 | 0.0056901 | 0 | 0.31628 | 0 | 0 | 1573.2571 | 0 | 0 | 0 | 7103.7284 | 97 | 6 | Fall
2018-04-07 07:00 | 836.895 | 192.1429 | 195.2513 | 1166.6265 | 993.2661 | 0 | 143.1193 | 427.4133 | 144.6223 | 332.2951 | 1486.0485 | 0 | 1.5521 | 0.0049455 | 0 | 0.57734 | 0 | 0 | 1616.0775 | 0 | 0 | 0 | 7535.8923 | 97 | 7 | Fall
2018-04-07 08:00 | 708.013 | 182.521 | 260.6897 | 1466.5307 | 1081.6006 | 0 | 106.9346 | 478.7008 | 189.3831 | 476.1643 | 1459.9881 | 0 | 1.7064 | 0.0049509 | 0 | 0.6347 | 0 | 0 | 1705.773 | 0 | 0 | 0 | 8118.6449 | 97 | 8 | Fall
2018-04-07 09:00 | 552.4337 | 193.9952 | 287.8304 | 1630.7244 | 1131.8673 | 0 | 77.101 | 569.9024 | 216.2907 | 533.1375 | 1471.5645 | 0 | 1.5647 | 0.0048553 | 0 | 0.58201 | 0 | 0 | 1750.5752 | 0 | 0 | 0 | 8417.5739 | 97 | 9 | Fall
2018-04-07 10:00 | 434.9819 | 230.5255 | 281.43 | 1643.5955 | 1137.91 | 0 | 56.1066 | 662.2472 | 230.3457 | 573.4038 | 1533.5512 | 0 | 1.7222 | 0.0047988 | 0 | 0.6406 | 0 | 0 | 1694.9194 | 0 | 0 | 0 | 8481.3844 | 97 | 10 | Fall
2018-04-07 11:00 | 346.8444 | 305.7354 | 260.0005 | 1682.5362 | 1141.3844 | 0 | 42.1641 | 748.7166 | 237.352 | 612.9934 | 1574.19 | 0 | 2.0903 | 0.0047355 | 0 | 0.77749 | 0 | 0 | 1694.2507 | 0 | 0 | 0 | 8649.0403 | 97 | 11 | Fall
2018-04-07 12:00 | 282.5165 | 370.5933 | 246.0938 | 1685.8823 | 1149.9329 | 0 | 29.9309 | 805.4431 | 239.1115 | 632.1969 | 1597.9018 | 0 | 2.3818 | 0.0047784 | 0 | 0.88591 | 0 | 0 | 1701.4386 | 0 | 0 | 0 | 8744.314 | 97 | 12 | Fall
2018-04-07 13:00 | 210.8312 | 442.1409 | 240.1948 | 1581.0517 | 1120.3701 | 0 | 23.1271 | 836.5649 | 238.5164 | 645.7989 | 1609.9614 | 0 | 2.3824 | 0.0047393 | 0 | 0.88617 | 0 | 0 | 1680.9221 | 0 | 0 | 0 | 8632.753 | 97 | 13 | Fall
2018-04-07 14:00 | 172.2819 | 507.3149 | 243.4856 | 1512.2937 | 1104.9973 | 0 | 21.1105 | 837.8487 | 234.9383 | 649.7739 | 1631.1355 | 0 | 2.7153 | 0.0047653 | 0 | 1.01 | 0 | 0 | 1680.1291 | 0 | 0 | 0 | 8599.0394 | 97 | 14 | Fall
2018-04-07 15:00 | 145.6732 | 561.6714 | 255.6799 | 1579.5267 | 1149.3823 | 0 | 19.5801 | 814.9398 | 229.9111 | 637.2078 | 1678.883 | 0 | 3.7202 | 0.0047813 | 0 | 1.3837 | 0 | 0 | 1659.5332 | 0 | 0 | 0 | 8737.0971 | 97 | 15 | Fall
2018-04-07 16:00 | 145.7696 | 592.4651 | 278.642 | 1692.0306 | 1227.2183 | 0 | 22.0619 | 770.4967 | 225.8078 | 532.936 | 1741.6208 | 0 | 4.9167 | 0.0048349 | 0 | 1.8288 | 0 | 0 | 1610.5553 | 0 | 0 | 0 | 8846.3544 | 97 | 16 | Fall
2018-04-07 17:00 | 151.5061 | 604.2791 | 321.2228 | 1895.3631 | 1319.3286 | 0 | 24.6463 | 698.6472 | 223.5492 | 516.4754 | 1803.5482 | 0 | 5.8146 | 0.0048653 | 0 | 2.1628 | 0 | 0 | 1525.9631 | 0 | 0 | 0 | 9092.5113 | 97 | 17 | Fall
2018-04-07 18:00 | 168.4255 | 521.3187 | 387.2145 | 1917.926 | 1329.1827 | 0 | 29.728 | 612.1874 | 222.7556 | 487.3912 | 1709.4431 | 0 | 4.4964 | 0.0049962 | 0 | 1.6725 | 0 | 0 | 1525.5321 | 0 | 0 | 0 | 8917.2787 | 97 | 18 | Fall
2018-04-07 19:00 | 202.3855 | 433.2547 | 512.2473 | 1769.0607 | 1290.324 | 0 | 39.2245 | 526.2511 | 322.4599 | 446.7273 | 1699.4077 | 0 | 2.5194 | 0.0050795 | 0 | 0.9371 | 0 | 0 | 1582.4482 | 0 | 0 | 0 | 8827.2525 | 97 | 19 | Fall
2018-04-07 20:00 | 247.159 | 379.9076 | 667.4729 | 1730.7946 | 1231.2527 | 0 | 47.6379 | 462.5705 | 382.351 | 390.0896 | 1680.8259 | 0 | 1.9028 | 0.0051216 | 0 | 0.70777 | 0 | 0 | 1542.9412 | 0 | 0 | 0 | 8765.6185 | 97 | 20 | Fall
2018-04-07 21:00 | 299.1058 | 339.3844 | 717.1549 | 1639.8298 | 1163.9048 | 0 | 30.7231 | 395.0796 | 359.3392 | 336.5758 | 1637.0345 | 0 | 1.4359 | 0.005057 | 0 | 0.53411 | 0 | 0 | 1519.4801 | 0 | 0 | 0 | 8439.5871 | 97 | 21 | Fall
2018-04-07 22:00 | 360.2905 | 290.9092 | 401.648 | 1386.5528 | 1008.8685 | 0 | 32.0816 | 358.8367 | 310.6487 | 269.9416 | 1581.5595 | 0 | 0.92848 | 0.0049896 | 0 | 0.34536 | 0 | 0 | 1459.7707 | 0 | 0 | 0 | 7462.3865 | 97 | 22 | Fall
2018-04-07 23:00 | 416.1522 | 247.5325 | 146.8307 | 1028.6256 | 919.0466 | 0 | 34.3669 | 329.671 | 276.083 | 213.5848 | 1542.7824 | 0 | 0.65946 | 0.0055842 | 0 | 0.24529 | 0 | 0 | 1424.852 | 0 | 0 | 0 | 6580.438 | 97 | 23 | Fall
2018-04-08 | 456.2492 | 221.0772 | 89.6516 | 726.1717 | 885.5921 | 0 | 33.7019 | 305.5326 | 262.7998 | 180.4636 | 1547.7876 | 0 | 0.94838 | 0.0063244 | 0 | 0.35276 | 0 | 0 | 1102.6667 | 0 | 0 | 0 | 5813.0014 | 98 | 0 | Fall
2018-04-08 01:00 | 511.6032 | 211.6899 | 79.7962 | 553.698 | 867.4459 | 0 | 26.369 | 284.0674 | 246.2238 | 169.772 | 1436.644 | 0 | 0.37767 | 0.0075383 | 0 | 0.14048 | 0 | 0 | 1094.7224 | 0 | 0 | 0 | 5482.5575 | 98 | 1 | Fall
2018-04-08 02:00 | 586.2435 | 206.3894 | 77.3015 | 485.2767 | 859.5462 | 0 | 32.1812 | 284.7809 | 241.1178 | 174.9217 | 1430.7921 | 0 | 0.32344 | 0.0074436 | 0 | 0.1203 | 0 | 0 | 1051.0412 | 0 | 0 | 0 | 5430.0434 | 98 | 2 | Fall
2018-04-08 03:00 | 644.5569 | 206.3238 | 77.3015 | 472.9787 | 860.0136 | 0 | 36.1179 | 286.6147 | 237.6324 | 193.1266 | 1387.7021 | 0 | 0.23241 | 0.0074963 | 0 | 0.086447 | 0 | 0 | 1014.8108 | 0 | 0 | 0 | 5417.5054 | 98 | 3 | Fall
2018-04-08 04:00 | 724.9282 | 201.5056 | 77.8002 | 488.2743 | 877.2593 | 0 | 43.1543 | 293.9957 | 242.2733 | 210.147 | 1354.8697 | 0 | 0.044869 | 0.0083412 | 0 | 0.016689 | 0 | 0 | 1027.2561 | 0 | 0 | 0 | 5541.5335 | 98 | 4 | Fall
2018-04-08 05:00 | 786.4784 | 197.8737 | 84.4269 | 584.7513 | 899.1101 | 0 | 67.279 | 332.0079 | 251.3872 | 243.0171 | 1320.1457 | 0 | 0.13952 | 0.0082786 | 0 | 0.051894 | 0 | 0 | 1037.1315 | 0 | 0 | 0 | 5803.8085 | 98 | 5 | Fall
2018-04-08 06:00 | 826.6947 | 198.5907 | 125.6913 | 846.3238 | 929.9858 | 0 | 156.8426 | 379.3646 | 205.6684 | 292.5993 | 1265.2003 | 0 | 0.28874 | 0.0076343 | 0 | 0.1074 | 0 | 0 | 1006.8263 | 0 | 0 | 0 | 6234.1914 | 98 | 6 | Fall
2018-04-08 07:00 | 824.6897 | 203.0321 | 193.5591 | 1160.366 | 992.5592 | 0 | 125.426 | 406.1336 | 120.0336 | 325.5183 | 1235.8067 | 0 | 0.50058 | 0.006345 | 0 | 0.1862 | 0 | 0 | 989.636 | 0 | 0 | 0 | 6577.4534 | 98 | 7 | Fall
2018-04-08 08:00 | 785.699 | 202.4791 | 256.7152 | 1482.6115 | 1081.2197 | 0 | 119.3827 | 423.7804 | 137.9289 | 466.3074 | 1275.7444 | 0 | 0.93784 | 0.0062925 | 0 | 0.34884 | 0 | 0 | 976.9213 | 0 | 0 | 0 | 7210.0824 | 98 | 8 | Fall
2018-04-08 09:00 | 707.5343 | 207.4079 | 286.7122 | 1626.1431 | 1132.0878 | 0 | 99.366 | 466.2856 | 158.1587 | 505.3862 | 1293.7131 | 0 | 1.6673 | 0.0063017 | 0 | 0.62018 | 0 | 0 | 981.9499 | 0 | 0 | 0 | 7467.0387 | 98 | 9 | Fall
2018-04-08 10:00 | 605.5663 | 213.3172 | 283.8831 | 1617.7498 | 1138.814 | 0 | 80.3328 | 505.026 | 177.2739 | 534.01 | 1309.5744 | 0 | 2.2362 | 0.0063241 | 0 | 0.83177 | 0 | 0 | 965.5988 | 0 | 0 | 0 | 7434.2208 | 98 | 10 | Fall
2018-04-08 11:00 | 515.4417 | 233.45 | 262.1214 | 1677.8902 | 1141.5752 | 0 | 61.8708 | 541.685 | 191.8208 | 564.5799 | 1337.8689 | 0 | 2.8392 | 0.0062725 | 0 | 1.0561 | 0 | 0 | 969.1068 | 0 | 0 | 0 | 7501.3122 | 98 | 11 | Fall
2018-04-08 12:00 | 468.9965 | 285.9536 | 247.1221 | 1696.1117 | 1150.0743 | 0 | 48.2891 | 590.8638 | 200.512 | 585.1851 | 1390.8021 | 0 | 3.5765 | 0.0062805 | 0 | 1.3303 | 0 | 0 | 969.0801 | 0 | 0 | 0 | 7637.9035 | 98 | 12 | Fall
2018-04-08 13:00 | 414.6867 | 388.0363 | 240.7075 | 1577.9433 | 1119.4676 | 0 | 44.1524 | 644.4934 | 204.1428 | 596.4219 | 1432.3599 | 0 | 3.7028 | 0.0063138 | 0 | 1.3773 | 0 | 0 | 977.7423 | 0 | 0 | 0 | 7645.2405 | 98 | 13 | Fall
2018-04-08 14:00 | 381.15 | 438.5524 | 243.9011 | 1496.306 | 1104.6554 | 0 | 42.9687 | 633.7905 | 202.0859 | 606.279 | 1477.5118 | 0 | 3.888 | 0.0063366 | 0 | 1.4462 | 0 | 0 | 994.1974 | 0 | 0 | 0 | 7626.7386 | 98 | 14 | Fall
2018-04-08 15:00 | 373.3536 | 534.8321 | 254.5837 | 1570.5869 | 1148.2682 | 0 | 45.9587 | 622.7152 | 194.6806 | 601.8993 | 1516.5853 | 0 | 4.1161 | 0.0063831 | 0 | 1.531 | 0 | 0 | 984.7925 | 0 | 0 | 0 | 7853.9094 | 98 | 15 | Fall
2018-04-08 16:00 | 380.7747 | 611.8323 | 278.9146 | 1716.2713 | 1227.7824 | 0 | 49.0487 | 598.4933 | 185.3981 | 506.8124 | 1545.832 | 0 | 4.6314 | 0.0063821 | 0 | 1.7227 | 0 | 0 | 980.6132 | 0 | 0 | 0 | 8088.1334 | 98 | 16 | Fall
2018-04-08 17:00 | 375.6322 | 650.1758 | 319.3935 | 1836.2867 | 1317.3994 | 0 | 48.0224 | 560.9867 | 175.184 | 496.201 | 1571.18 | 0 | 4.2018 | 0.0064025 | 0 | 1.5629 | 0 | 0 | 955.7373 | 0 | 0 | 0 | 8311.97 | 98 | 17 | Fall
2018-04-08 18:00 | 383.4838 | 545.2873 | 387.4438 | 1861.2169 | 1329.0172 | 0 | 51.3232 | 496.1827 | 164.6234 | 471.6116 | 1583.9365 | 0 | 4.9195 | 0.0065952 | 0 | 1.8298 | 0 | 0 | 954.113 | 0 | 0 | 0 | 8234.9954 | 98 | 18 | Fall
2018-04-08 19:00 | 396.2134 | 432.1511 | 512.2422 | 1782.2176 | 1288.821 | 0 | 56.2652 | 436.7952 | 252.235 | 434.3631 | 1561.8899 | 0 | 4.9941 | 0.0066726 | 0 | 1.8576 | 0 | 0 | 987.2566 | 0 | 0 | 0 | 8147.3088 | 98 | 19 | Fall
2018-04-08 20:00 | 409.8606 | 373.9821 | 666.1954 | 1728.2894 | 1231.0556 | 0 | 60.9847 | 402.845 | 303.6159 | 383.692 | 1527.7768 | 0 | 4.1185 | 0.0067164 | 0 | 1.5319 | 0 | 0 | 980.1052 | 0 | 0 | 0 | 8074.0599 | 98 | 20 | Fall
2018-04-08 21:00 | 435.0609 | 326.9852 | 714.1871 | 1612.32 | 1163.7952 | 0 | 36.304 | 359.2683 | 292.2346 | 334.2594 | 1478.6656 | 0 | 3.2513 | 0.0058076 | 0 | 1.2093 | 0 | 0 | 930.3872 | 0 | 0 | 0 | 7687.9339 | 98 | 21 | Fall
2018-04-08 22:00 | 489.0058 | 272.8801 | 399.5772 | 1372.7907 | 1007.4091 | 0 | 36.7935 | 335.8914 | 280.3088 | 271.6652 | 1425.497 | 0 | 2.5446 | 0.0064921 | 0 | 0.94648 | 0 | 0 | 969.7655 | 0 | 0 | 0 | 6865.0819 | 98 | 22 | Fall
2018-04-08 23:00 | 541.6005 | 229.2829 | 147.6697 | 1028.6633 | 918.9263 | 0 | 40.7058 | 313.0023 | 267.4478 | 218.4482 | 1387.8625 | 0 | 1.726 | 0.0062803 | 0 | 0.642 | 0 | 0 | 1029.8774 | 0 | 0 | 0 | 6125.8611 | 98 | 23 | Fall
2018-04-09 | 593.8882 | 202.0429 | 89.4044 | 749.1227 | 885.2447 | 0 | 43.7185 | 278.1341 | 254.282 | 181.8449 | 1415.5104 | 0 | 0.90831 | 0.0061473 | 0 | 0.33785 | 0 | 0 | 1055.7915 | 0 | 0 | 0 | 5750.2366 | 99 | 0 | Winter
2018-04-09 01:00 | 653.9671 | 187.5988 | 79.7834 | 554.6163 | 867.3799 | 0 | 40.1556 | 247.459 | 269.2645 | 177.9052 | 1478.6466 | 0 | 0.36133 | 0.0060609 | 0 | 0.1344 | 0 | 0 | 1048.1464 | 0 | 0 | 0 | 5605.4245 | 99 | 1 | Winter
2018-04-09 02:00 | 734.0422 | 184.1912 | 77.6273 | 482.2332 | 859.5237 | 0 | 47.2446 | 253.9052 | 266.4335 | 169.1629 | 1445.5446 | 0 | 0.30886 | 0.0073195 | 0 | 0.11488 | 0 | 0 | 1002.5305 | 0 | 0 | 0 | 5522.87 | 99 | 2 | Winter
2018-04-09 03:00 | 784.7946 | 176.1597 | 77.6273 | 481.0117 | 860.0284 | 0 | 54.2508 | 268.3462 | 267.755 | 170.4199 | 1409.419 | 0 | 0.22069 | 0.007302 | 0 | 0.082086 | 0 | 0 | 964.5761 | 0 | 0 | 0 | 5514.6989 | 99 | 3 | Winter
2018-04-09 04:00 | 864.9386 | 166.3734 | 77.8659 | 595.6754 | 878.0201 | 0 | 67.827 | 295.5993 | 278.5289 | 202.6685 | 1411.5797 | 0 | 0.042851 | 0.0073022 | 0 | 0.015939 | 0 | 0 | 974.205 | 0 | 0 | 0 | 5813.3479 | 99 | 4 | Winter
2018-04-09 05:00 | 942.76 | 163.5692 | 90.1073 | 876.7761 | 904.1397 | 0 | 99.5485 | 366.9804 | 308.6883 | 257.7114 | 1471.0486 | 0 | 0.13348 | 0.0079348 | 0 | 0.049648 | 0 | 0 | 988.9917 | 0 | 0 | 0 | 6470.5123 | 99 | 5 | Winter
2018-04-09 06:00 | 994.1244 | 156.8262 | 178.539 | 1269.7062 | 959.5828 | 0 | 212.26 | 481.2756 | 303.6607 | 337.2071 | 1780.761 | 0 | 0.2828 | 0.0074976 | 0 | 0.10519 | 0 | 0 | 983.5125 | 0 | 0 | 0 | 7657.8509 | 99 | 6 | Winter
2018-04-09 07:00 | 984.3655 | 155.0339 | 245.1272 | 1433.6544 | 1032.2866 | 0 | 187.7177 | 582.5885 | 281.9675 | 462.834 | 2019.6483 | 0 | 0.48954 | 0.0062843 | 0 | 0.18209 | 0 | 0 | 966.1172 | 0 | 0 | 0 | 8352.0186 | 99 | 7 | Winter
2018-04-09 08:00 | 917.4243 | 151.3742 | 247.3455 | 1427.7991 | 1076.0318 | 0 | 150.9762 | 647.9633 | 373.1925 | 703.3357 | 2262.3134 | 0 | 0.89861 | 0.0056402 | 0 | 0.33425 | 0 | 0 | 935.687 | 0 | 0 | 0 | 8894.6815 | 99 | 8 | Winter
2018-04-09 09:00 | 837.2484 | 142.6767 | 236.3104 | 1513.2474 | 1098.7582 | 0 | 118.3466 | 703.2823 | 427.9549 | 805.8149 | 2474.8876 | 0 | 1.5832 | 0.0056687 | 0 | 0.58888 | 0 | 0 | 932.4058 | 0 | 0 | 0 | 9293.1109 | 99 | 9 | Winter
2018-04-09 10:00 | 747.6839 | 130.2758 | 221.7655 | 1493.1533 | 1097.8691 | 0 | 92.8887 | 744.6468 | 455.032 | 863.8108 | 2638.8292 | 0 | 2.1101 | 0.0056502 | 0 | 0.78487 | 0 | 0 | 911.0243 | 0 | 0 | 0 | 9399.88 | 99 | 10 | Winter
2018-04-09 11:00 | 619.3454 | 116.5124 | 205.4978 | 1523.0975 | 1099.5173 | 0 | 65.5037 | 773.255 | 462.2699 | 886.1011 | 2689.9765 | 0 | 2.6774 | 0.0056882 | 0 | 0.99588 | 0 | 0 | 913.7424 | 0 | 0 | 0 | 9358.498 | 99 | 11 | Winter
2018-04-09 12:00 | 513.8326 | 117.5831 | 195.6398 | 1457.7233 | 1107.7554 | 0 | 44.9548 | 796.9951 | 458.6284 | 873.5765 | 2668.6977 | 0 | 3.3655 | 0.0057037 | 0 | 1.2518 | 0 | 0 | 911.7605 | 0 | 0 | 0 | 9151.7704 | 99 | 12 | Winter
2018-04-09 13:00 | 411.4598 | 129.8094 | 187.1313 | 1365.7933 | 1074.6069 | 0 | 35.7289 | 807.0756 | 444.9337 | 835.4066 | 2591.0355 | 0 | 3.4672 | 0.0057083 | 0 | 1.2897 | 0 | 0 | 915.5137 | 0 | 0 | 0 | 8803.2573 | 99 | 13 | Winter
2018-04-09 14:00 | 334.9095 | 156.3409 | 188.2624 | 1244.6085 | 1060.8563 | 0 | 28.271 | 794.9853 | 418.6017 | 792.17 | 2458.7766 | 0 | 3.6505 | 0.0057164 | 0 | 1.3578 | 0 | 0 | 933.3964 | 0 | 0 | 0 | 8416.1928 | 99 | 14 | Winter
2018-04-09 15:00 | 258.9161 | 186.3981 | 205.5189 | 1330.2053 | 1103.2084 | 0 | 22.3452 | 763.7772 | 385.4904 | 759.1638 | 2330.8758 | 0 | 3.8916 | 0.0057016 | 0 | 1.4475 | 0 | 0 | 930.9432 | 0 | 0 | 0 | 8282.1871 | 99 | 15 | Winter
2018-04-09 16:00 | 207.1962 | 212.2052 | 239.2286 | 1491.7781 | 1184.9287 | 0 | 20.0436 | 707.6789 | 352.9692 | 602.5123 | 2232.0612 | 0 | 4.4056 | 0.0064333 | 0 | 1.6387 | 0 | 0 | 932.6711 | 0 | 0 | 0 | 8189.3238 | 99 | 16 | Winter
2018-04-09 17:00 | 176.3156 | 231.3446 | 295.7219 | 1739.0119 | 1285.1942 | 0 | 20.6281 | 627.3137 | 320.6486 | 578.3193 | 2151.2535 | 0 | 4.0224 | 0.0063344 | 0 | 1.4962 | 0 | 0 | 914.848 | 0 | 0 | 0 | 8346.1242 | 99 | 17 | Winter
2018-04-09 18:00 | 176.9693 | 219.7515 | 368.2833 | 1885.2776 | 1304.6018 | 0 | 25.2731 | 546.7813 | 294.2028 | 558.8178 | 1943.2761 | 0 | 4.8005 | 0.0059074 | 0 | 1.7856 | 0 | 0 | 931.0917 | 0 | 0 | 0 | 8260.9182 | 99 | 18 | Winter
2018-04-09 19:00 | 228.8828 | 168.8513 | 486.257 | 1815.2814 | 1266.4334 | 0 | 35.6134 | 447.5052 | 370.055 | 523.2906 | 1848.5402 | 0 | 4.9474 | 0.0066574 | 0 | 1.8402 | 0 | 0 | 977.9315 | 0 | 0 | 0 | 8175.4361 | 99 | 19 | Winter
2018-04-09 20:00 | 288.9583 | 138.3735 | 638.2153 | 1739.8065 | 1214.8341 | 0 | 45.3223 | 374.4242 | 416.442 | 426.6781 | 1750.6478 | 0 | 4.0646 | 0.0066397 | 0 | 1.5119 | 0 | 0 | 967.0924 | 0 | 0 | 0 | 8006.3778 | 99 | 20 | Winter
2018-04-09 21:00 | 358.1843 | 127.6422 | 675.719 | 1698.0164 | 1148.7732 | 0 | 31.5915 | 332.9617 | 384.8451 | 342.9297 | 1662.745 | 0 | 3.2025 | 0.0058873 | 0 | 1.1912 | 0 | 0 | 916.2565 | 0 | 0 | 0 | 7684.0642 | 99 | 21 | Winter
2018-04-09 22:00 | 460.7033 | 139.2414 | 361.4414 | 1460.9743 | 992.7932 | 0 | 32.4523 | 306.3787 | 331.3103 | 281.02 | 1607.0386 | 0 | 2.5002 | 0.0057634 | 0 | 0.92996 | 0 | 0 | 952.8843 | 0 | 0 | 0 | 6929.6737 | 99 | 22 | Winter
2018-04-09 23:00 | 557.9571 | 146.0266 | 135.2755 | 1093.9582 | 910.4662 | 0 | 38.0256 | 291.5968 | 297.0712 | 241.5558 | 1570.8671 | 0 | 1.7147 | 0.0062647 | 0 | 0.63779 | 0 | 0 | 1023.2958 | 0 | 0 | 0 | 6308.4546 | 99 | 23 | Winter
2018-04-10 | 635.845 | 153.3094 | 86.4378 | 769.3911 | 881.461 | 0 | 43.8074 | 255.0485 | 279.5264 | 200.4766 | 1505.9626 | 0 | 0.36069 | 0.0054423 | 0 | 0.13416 | 0 | 0 | 1391.4222 | 0 | 0 | 0 | 6203.1884 | 100 | 0 | Fall
2018-04-10 01:00 | 719.4789 | 171.5361 | 79.292 | 558.5423 | 866.1714 | 0 | 41.5882 | 239.6241 | 269.2645 | 176.0812 | 1478.6466 | 0 | 0.23533 | 0.0053848 | 0 | 0.087532 | 0 | 0 | 1417.6907 | 0 | 0 | 0 | 6018.2442 | 100 | 1 | Fall
2018-04-10 02:00 | 845.1493 | 182.6481 | 77.6273 | 497.8917 | 859.1148 | 0 | 49.9434 | 245.5372 | 266.4335 | 167.7513 | 1445.5446 | 0 | 0.11119 | 0.0053452 | 0 | 0.041358 | 0 | 0 | 1449.2922 | 0 | 0 | 0 | 6087.0914 | 100 | 2 | Fall
2018-04-10 03:00 | 936.4 | 191.9952 | 77.6273 | 480.6763 | 859.933 | 0 | 59.0662 | 263.7591 | 267.755 | 170.3669 | 1409.419 | 0 | 0.14755 | 0.0054357 | 0 | 0.054883 | 0 | 0 | 1475.7516 | 0 | 0 | 0 | 6192.9576 | 100 | 3 | Fall
2018-04-10 04:00 | 1052.1213 | 205.2522 | 77.8789 | 573.775 | 878.1034 | 0 | 77.0453 | 292.2742 | 278.5289 | 202.8226 | 1411.5797 | 0 | 0.083164 | 0.0063081 | 0 | 0.030933 | 0 | 0 | 1558.208 | 0 | 0 | 0 | 6607.71 | 100 | 4 | Fall
2018-04-10 05:00 | 1140.9355 | 209.1621 | 90.0808 | 834.9975 | 904.3474 | 0 | 109.3001 | 361.7104 | 308.6883 | 256.3793 | 1471.0486 | 0 | 0.35189 | 0.0063675 | 0 | 0.13089 | 0 | 0 | 1689.4076 | 0 | 0 | 0 | 7376.5469 | 100 | 5 | Fall
2018-04-10 06:00 | 1197.1235 | 202.8329 | 179.3364 | 1244.0116 | 959.8124 | 0 | 225.8631 | 467.2863 | 303.2471 | 338.454 | 1780.761 | 0 | 0.89191 | 0.0056112 | 0 | 0.33175 | 0 | 0 | 1649.6346 | 0 | 0 | 0 | 8549.592 | 100 | 6 | Fall
2018-04-10 07:00 | 1125.8874 | 196.2235 | 246.5869 | 1436.5888 | 1032.4114 | 0 | 190.9402 | 562.7206 | 281.9675 | 461.4331 | 2019.6483 | 0 | 1.6161 | 0.0055502 | 0 | 0.60112 | 0 | 0 | 1682.7827 | 0 | 0 | 0 | 9239.4132 | 100 | 7 | Fall
2018-04-10 08:00 | 964.7591 | 169.8522 | 244.4342 | 1438.8501 | 1074.478 | 0 | 145.8738 | 630.5273 | 373.1925 | 700.1512 | 2262.3134 | 0 | 1.7779 | 0.0048807 | 0 | 0.66131 | 0 | 0 | 1776.8137 | 0 | 0 | 0 | 9783.6895 | 100 | 8 | Fall
2018-04-10 09:00 | 761.204 | 129.9628 | 237.1434 | 1475.6596 | 1099.7852 | 0 | 100.5081 | 702.4179 | 427.9549 | 805.9855 | 2474.8876 | 0 | 1.6503 | 0.0055574 | 0 | 0.61385 | 0 | 0 | 1846.5595 | 0 | 0 | 0 | 10064.3383 | 100 | 9 | Fall
2018-04-10 10:00 | 586.0988 | 114.4388 | 223.0094 | 1512.2131 | 1099.2241 | 0 | 67.7773 | 768.0746 | 455.032 | 860.6039 | 2638.8292 | 0 | 1.8525 | 0.0055287 | 0 | 0.68904 | 0 | 0 | 1822.8264 | 0 | 0 | 0 | 10150.6746 | 100 | 10 | Fall
2018-04-10 11:00 | 437.8885 | 103.6111 | 205.9365 | 1502.2144 | 1099.7817 | 0 | 43.229 | 819.9258 | 462.2699 | 884.9231 | 2689.9765 | 0 | 2.2608 | 0.0055246 | 0 | 0.84092 | 0 | 0 | 1832.3418 | 0 | 0 | 0 | 10085.2055 | 100 | 11 | Fall
2018-04-10 12:00 | 338.7736 | 110.6657 | 195.0192 | 1458.319 | 1106.8421 | 0 | 28.7015 | 854.811 | 458.6284 | 872.0951 | 2668.6977 | 0 | 2.58 | 0.0055652 | 0 | 0.95967 | 0 | 0 | 1843.0091 | 0 | 0 | 0 | 9939.1078 | 100 | 12 | Fall
2018-04-10 13:00 | 232.5031 | 140.7761 | 188.148 | 1341.5251 | 1074.4458 | 0 | 21.1403 | 881.1153 | 444.9337 | 836.178 | 2591.0355 | 0 | 2.608 | 0.0055414 | 0 | 0.97008 | 0 | 0 | 1839.8295 | 0 | 0 | 0 | 9595.2142 | 100 | 13 | Fall
2018-04-10 14:00 | 166.9727 | 190.4649 | 190.0599 | 1228.2874 | 1061.3834 | 0 | 16.5494 | 877.9984 | 418.6017 | 792.1086 | 2458.7766 | 0 | 2.9871 | 0.0056265 | 0 | 1.1111 | 0 | 0 | 1848.1512 | 0 | 0 | 0 | 9253.4582 | 100 | 14 | Fall
2018-04-10 15:00 | 130.1456 | 265.0313 | 206.1564 | 1267.1377 | 1102.8731 | 0 | 16.0471 | 857.7318 | 385.4904 | 757.7615 | 2330.8758 | 0 | 4.0835 | 0.0056019 | 0 | 1.5189 | 0 | 0 | 1821.3304 | 0 | 0 | 0 | 9146.1889 | 100 | 15 | Fall
2018-04-10 16:00 | 113.5779 | 344.1359 | 236.2294 | 1479.7938 | 1182.3203 | 0 | 18.5868 | 806.3742 | 352.9692 | 606.6811 | 2232.0612 | 0 | 5.4131 | 0.0056998 | 0 | 2.0134 | 0 | 0 | 1773.0094 | 0 | 0 | 0 | 9153.1713 | 100 | 16 | Fall
2018-04-10 17:00 | 104.4422 | 403.1333 | 289.6254 | 1744.4063 | 1281.1266 | 0 | 18.5088 | 719.1673 | 320.6486 | 580.6901 | 2151.2535 | 0 | 6.4257 | 0.005728 | 0 | 2.3901 | 0 | 0 | 1686.1235 | 0 | 0 | 0 | 9307.9472 | 100 | 17 | Fall
2018-04-10 18:00 | 109.4406 | 374.0739 | 365.6773 | 1808.0256 | 1303.6149 | 0 | 20.8206 | 616.0775 | 294.2028 | 559.0804 | 1943.2761 | 0 | 4.94 | 0.0057906 | 0 | 1.8375 | 0 | 0 | 1675.8388 | 0 | 0 | 0 | 9076.9117 | 100 | 18 | Fall
2018-04-10 19:00 | 129.4263 | 276.6734 | 486.7325 | 1784.5186 | 1267.6944 | 0 | 25.0336 | 485.6619 | 358.815 | 520.9286 | 1848.5402 | 0 | 2.762 | 0.0058546 | 0 | 1.0274 | 0 | 0 | 1734.8142 | 0 | 0 | 0 | 8922.6338 | 100 | 19 | Fall
2018-04-10 20:00 | 156.8511 | 198.4369 | 641.8693 | 1655.7457 | 1215.53 | 0 | 30.5901 | 388.8112 | 416.442 | 427.584 | 1750.6478 | 0 | 2.0432 | 0.0058084 | 0 | 0.75998 | 0 | 0 | 1656.3467 | 0 | 0 | 0 | 8541.6637 | 100 | 20 | Fall
2018-04-10 21:00 | 209.4737 | 159.1675 | 681.9096 | 1616.8669 | 1149.2924 | 0 | 20.1029 | 339.5293 | 384.8451 | 339.6707 | 1662.745 | 0 | 1.4891 | 0.005628 | 0 | 0.55389 | 0 | 0 | 1575.6019 | 0 | 0 | 0 | 8141.2538 | 100 | 21 | Fall
2018-04-10 22:00 | 279.3013 | 130.8296 | 363.8959 | 1414.2888 | 994.0784 | 0 | 20.6436 | 310.0032 | 331.3103 | 280.776 | 1607.0386 | 0 | 0.95022 | 0.0055317 | 0 | 0.35344 | 0 | 0 | 1493.7456 | 0 | 0 | 0 | 7227.2207 | 100 | 22 | Fall
2018-04-10 23:00 | 347.6798 | 131.0937 | 134.5534 | 1038.9777 | 910.6657 | 0 | 24.6283 | 291.7329 | 297.0712 | 241.6217 | 1570.8671 | 0 | 0.67355 | 0.0054169 | 0 | 0.25053 | 0 | 0 | 1454.6689 | 0 | 0 | 0 | 6444.49 | 100 | 23 | Fall
2018-04-11 | 423.4642 | 122.6896 | 86.3156 | 721.035 | 881.3977 | 0 | 28.7195 | 252.8186 | 279.5264 | 200.5044 | 1505.9626 | 0 | 0.3697 | 0.0052774 | 0 | 0.13751 | 0 | 0 | 1426.7627 | 0 | 0 | 0 | 5929.7088 | 101 | 0 | Fall
2018-04-11 01:00 | 500.6744 | 127.1716 | 79.2533 | 560.5112 | 866.1275 | 0 | 28.0412 | 239.1981 | 269.5294 | 176.2332 | 1478.1875 | 0 | 0.23904 | 0.0052405 | 0 | 0.088914 | 0 | 0 | 1442.259 | 0 | 0 | 0 | 5767.5196 | 101 | 1 | Fall
2018-04-11 02:00 | 615.45 | 147.336 | 77.6273 | 489.8345 | 859.1238 | 0 | 32.7487 | 241.9629 | 266.5707 | 167.5701 | 1447.029 | 0 | 0.11308 | 0.0052821 | 0 | 0.04206 | 0 | 0 | 1472.4359 | 0 | 0 | 0 | 5817.8493 | 101 | 2 | Fall
2018-04-11 03:00 | 695.0428 | 158.4848 | 77.6273 | 486.2166 | 859.9887 | 0 | 40.0902 | 256.8364 | 267.699 | 170.2471 | 1412.9785 | 0 | 0.14823 | 0.0053505 | 0 | 0.055136 | 0 | 0 | 1480.7364 | 0 | 0 | 0 | 5906.1565 | 101 | 3 | Fall
2018-04-11 04:00 | 803.271 | 171.6554 | 77.8841 | 578.6337 | 878.1809 | 0 | 53.1716 | 283.0543 | 278.346 | 203.1514 | 1415.3208 | 0 | 0.082957 | 0.0062142 | 0 | 0.030856 | 0 | 0 | 1558.0585 | 0 | 0 | 0 | 6300.8477 | 101 | 4 | Fall
2018-04-11 05:00 | 915.6534 | 185.828 | 90.1421 | 836.2845 | 904.1238 | 0 | 84.2276 | 352.4321 | 308.3191 | 256.0644 | 1476.3328 | 0 | 0.35407 | 0.006266 | 0 | 0.1317 | 0 | 0 | 1700.0634 | 0 | 0 | 0 | 7109.9632 | 101 | 5 | Fall
2018-04-11 06:00 | 985.4347 | 195.8546 | 177.5746 | 1269.5534 | 959.4328 | 0 | 185.6502 | 461.0062 | 299.6617 | 338.4873 | 1786.7213 | 0 | 0.89253 | 0.0055613 | 0 | 0.33199 | 0 | 0 | 1650.5896 | 0 | 0 | 0 | 8311.1964 | 101 | 6 | Fall
2018-04-11 07:00 | 939.4971 | 191.3555 | 243.1305 | 1423.8691 | 1031.7294 | 0 | 157.2009 | 559.599 | 279.4269 | 460.7521 | 2024.559 | 0 | 1.6159 | 0.0049777 | 0 | 0.60103 | 0 | 0 | 1682.6526 | 0 | 0 | 0 | 8995.994 | 101 | 7 | Fall
2018-04-11 08:00 | 831.4381 | 172.3281 | 241.323 | 1451.2848 | 1073.8955 | 0 | 126.7952 | 628.2991 | 369.9993 | 698.7773 | 2265.9667 | 0 | 1.7571 | 0.0049601 | 0 | 0.65357 | 0 | 0 | 1756.2449 | 0 | 0 | 0 | 9618.7678 | 101 | 8 | Fall
2018-04-11 09:00 | 723.2588 | 158.8948 | 234.228 | 1492.0505 | 1099.0765 | 0 | 101.9018 | 694.7423 | 426.9046 | 802.8387 | 2476.1416 | 0 | 1.6251 | 0.0049326 | 0 | 0.60448 | 0 | 0 | 1818.5044 | 0 | 0 | 0 | 10030.7767 | 101 | 9 | Fall
2018-04-11 10:00 | 629.421 | 156.0914 | 219.6183 | 1557.3733 | 1097.9441 | 0 | 82.6086 | 757.8866 | 454.7857 | 861.3396 | 2638.4569 | 0 | 1.8212 | 0.0048594 | 0 | 0.67741 | 0 | 0 | 1792.2589 | 0 | 0 | 0 | 10250.2877 | 101 | 10 | Fall
2018-04-11 11:00 | 547.0527 | 151.6598 | 201.6527 | 1529.9336 | 1097.6893 | 0 | 65.3623 | 811.3901 | 462.2038 | 881.8954 | 2687.2316 | 0 | 2.2403 | 0.0048872 | 0 | 0.83332 | 0 | 0 | 1815.7653 | 0 | 0 | 0 | 10254.9153 | 101 | 11 | Fall
2018-04-11 12:00 | 475.9886 | 161.3874 | 196.0199 | 1403.9043 | 1106.4498 | 0 | 49.8269 | 846.8144 | 458.607 | 873.4717 | 2665.233 | 0 | 2.5491 | 0.0055189 | 0 | 0.94815 | 0 | 0 | 1820.9588 | 0 | 0 | 0 | 10062.1645 | 101 | 12 | Fall
2018-04-11 13:00 | 373.0399 | 180.5968 | 189.2107 | 1270.8559 | 1074.5153 | 0 | 36.6456 | 874.9542 | 444.7941 | 835.1342 | 2587.6906 | 0 | 2.5768 | 0.0055801 | 0 | 0.95846 | 0 | 0 | 1818.2343 | 0 | 0 | 0 | 9689.2125 | 101 | 13 | Fall
2018-04-11 14:00 | 292.2307 | 229.4132 | 191.314 | 1219.8656 | 1062.1291 | 0 | 27.2035 | 879.9689 | 418.3252 | 790.8025 | 2454.409 | 0 | 2.9322 | 0.0055012 | 0 | 1.0906 | 0 | 0 | 1814.5321 | 0 | 0 | 0 | 9384.2222 | 101 | 14 | Fall
2018-04-11 15:00 | 239.4859 | 294.1783 | 206.6016 | 1319.8604 | 1103.5672 | 0 | 24.3197 | 860.2222 | 385.0426 | 760.0489 | 2323.7506 | 0 | 4.0038 | 0.0054986 | 0 | 1.4893 | 0 | 0 | 1786.253 | 0 | 0 | 0 | 9308.829 | 101 | 15 | Fall
2018-04-11 16:00 | 219.2897 | 376.4175 | 238.336 | 1506.3735 | 1184.7856 | 0 | 26.6651 | 811.5189 | 352.7135 | 603.884 | 2226.2753 | 0 | 5.3367 | 0.0056358 | 0 | 1.985 | 0 | 0 | 1748.2332 | 0 | 0 | 0 | 9301.8198 | 101 | 16 | Fall
2018-04-11 17:00 | 219.5257 | 448.3069 | 292.6001 | 1786.1397 | 1282.9798 | 0 | 28.5729 | 736.3276 | 320.485 | 580.3198 | 2145.2711 | 0 | 6.3124 | 0.0056477 | 0 | 2.348 | 0 | 0 | 1656.7023 | 0 | 0 | 0 | 9505.8969 | 101 | 17 | Fall
2018-04-11 18:00 | 221.0774 | 424.4225 | 368.2772 | 1864.0024 | 1306.0595 | 0 | 33.3332 | 637.6888 | 293.9396 | 559.1182 | 1939.6489 | 0 | 4.9349 | 0.0058367 | 0 | 1.8356 | 0 | 0 | 1674.3041 | 0 | 0 | 0 | 9328.648 | 101 | 18 | Fall
2018-04-11 19:00 | 219.8387 | 331.0085 | 488.6039 | 1824.7083 | 1268.4898 | 0 | 36.8062 | 507.934 | 358.5612 | 522.7633 | 1847.6458 | 0 | 2.7657 | 0.0058468 | 0 | 1.0287 | 0 | 0 | 1737.3752 | 0 | 0 | 0 | 9147.535 | 101 | 19 | Fall
2018-04-11 20:00 | 224.9757 | 246.5298 | 639.3617 | 1772.7939 | 1214.8988 | 0 | 38.4875 | 413.247 | 416.9044 | 428.0411 | 1751.3338 | 0 | 2.0635 | 0.0058843 | 0 | 0.76755 | 0 | 0 | 1673.3664 | 0 | 0 | 0 | 8822.777 | 101 | 20 | Fall
2018-04-11 21:00 | 253.8827 | 199.8173 | 678.5237 | 1653.0427 | 1147.5813 | 0 | 21.872 | 361.0025 | 387.4343 | 339.9359 | 1664.7943 | 0 | 1.5161 | 0.0057613 | 0 | 0.56391 | 0 | 0 | 1604.58 | 0 | 0 | 0 | 8314.5525 | 101 | 21 | Fall
2018-04-11 22:00 | 306.8232 | 180.7077 | 364.3873 | 1417.5831 | 992.731 | 0 | 23.1 | 329.376 | 334.9043 | 281.0247 | 1608.5029 | 0 | 0.98095 | 0.0057324 | 0 | 0.36487 | 0 | 0 | 1542.4639 | 0 | 0 | 0 | 7382.9557 | 101 | 22 | Fall
2018-04-11 23:00 | 365.8472 | 164.5006 | 135.6707 | 1063.8911 | 910.4479 | 0 | 27.2977 | 307.6615 | 299.0758 | 241.7269 | 1571.4723 | 0 | 0.70198 | 0.0056329 | 0 | 0.26111 | 0 | 0 | 1516.0794 | 0 | 0 | 0 | 6604.6397 | 101 | 23 | Fall
2018-04-12 | 430.4101 | 159.0934 | 86.3869 | 738.3386 | 881.1468 | 0 | 30.3695 | 265.3615 | 280.3765 | 199.6281 | 1505.1196 | 0 | 0.38515 | 0.0055721 | 0 | 0.14326 | 0 | 0 | 1486.2385 | 0 | 0 | 0 | 6063.0034 | 102 | 0 | Winter
2018-04-12 01:00 | 491.3679 | 155.1528 | 79.2131 | 556.7124 | 866.1673 | 0 | 27.901 | 249.3905 | 269.4236 | 176.4932 | 1473.7262 | 0 | 0.24641 | 0.0055033 | 0 | 0.091654 | 0 | 0 | 1484.1877 | 0 | 0 | 0 | 5830.0792 | 102 | 1 | Winter
2018-04-12 02:00 | 585.731 | 157.4108 | 77.6273 | 489.9135 | 859.1795 | 0 | 33.4994 | 253.2438 | 266.5045 | 167.2637 | 1441.5905 | 0 | 0.11536 | 0.005558 | 0 | 0.042908 | 0 | 0 | 1504.3137 | 0 | 0 | 0 | 5836.4414 | 102 | 2 | Winter
2018-04-12 03:00 | 660.7551 | 149.8322 | 77.6273 | 479.3277 | 859.9603 | 0 | 40.7212 | 270.4669 | 267.7548 | 170.2018 | 1406.1367 | 0 | 0.15076 | 0.0056117 | 0 | 0.056075 | 0 | 0 | 1509.4604 | 0 | 0 | 0 | 5892.4569 | 102 | 3 | Winter
2018-04-12 04:00 | 745.791 | 150.6274 | 77.8743 | 557.0763 | 878.0865 | 0 | 50.1006 | 297.3073 | 278.5034 | 201.3968 | 1407.606 | 0 | 0.084654 | 0.0057988 | 0 | 0.031488 | 0 | 0 | 1584.5736 | 0 | 0 | 0 | 6229.065 | 102 | 4 | Winter
2018-04-12 05:00 | 827.6525 | 156.2666 | 89.8187 | 834.8122 | 904.0598 | 0 | 74.5077 | 367.4928 | 308.7658 | 256.1086 | 1468.3202 | 0 | 0.35699 | 0.0065433 | 0 | 0.13279 | 0 | 0 | 1716.3442 | 0 | 0 | 0 | 7004.6454 | 102 | 5 | Winter
2018-04-12 06:00 | 895.2202 | 163.5328 | 179.5991 | 1258.803 | 960.2306 | 0 | 169.9145 | 477.0856 | 300.3844 | 337.094 | 1779.6201 | 0 | 0.90283 | 0.0058025 | 0 | 0.33581 | 0 | 0 | 1670.2872 | 0 | 0 | 0 | 8193.016 | 102 | 6 | Winter
2018-04-12 07:00 | 843.6238 | 161.4716 | 244.4025 | 1407.0642 | 1031.0287 | 0 | 143.6927 | 590.3841 | 282.4932 | 461.0183 | 2017.8965 | 0 | 1.6203 | 0.0049981 | 0 | 0.6027 | 0 | 0 | 1688.0702 | 0 | 0 | 0 | 8873.3737 | 102 | 7 | Winter
2018-04-12 08:00 | 715.8264 | 144.328 | 243.2333 | 1418.283 | 1073.825 | 0 | 108.2926 | 674.2718 | 373.2298 | 698.9486 | 2257.9883 | 0 | 1.7531 | 0.0049802 | 0 | 0.65209 | 0 | 0 | 1752.8877 | 0 | 0 | 0 | 9463.5246 | 102 | 8 | Winter
2018-04-12 09:00 | 560.1678 | 122.4541 | 232.4881 | 1490.0075 | 1097.1083 | 0 | 73.579 | 765.286 | 427.9351 | 803.449 | 2464.3516 | 0 | 1.61 | 0.0049146 | 0 | 0.59886 | 0 | 0 | 1801.6815 | 0 | 0 | 0 | 9840.7217 | 102 | 9 | Winter
2018-04-12 10:00 | 451.1985 | 124.1771 | 219.2376 | 1531.9652 | 1097.4795 | 0 | 53.809 | 857.2003 | 454.9391 | 860.2893 | 2619.0307 | 0 | 1.7824 | 0.0048944 | 0 | 0.66298 | 0 | 0 | 1754.6616 | 0 | 0 | 0 | 10026.4382 | 102 | 10 | Winter
2018-04-12 11:00 | 380.6853 | 140.645 | 204.3779 | 1490.8451 | 1099.519 | 0 | 42.9343 | 925.1974 | 462.2158 | 882.686 | 2659.1363 | 0 | 2.1975 | 0.004906 | 0 | 0.81736 | 0 | 0 | 1781.2608 | 0 | 0 | 0 | 10072.5227 | 102 | 11 | Winter
2018-04-12 12:00 | 350.22 | 162.9252 | 197.1488 | 1413.52 | 1107.8228 | 0 | 39.1336 | 943.9947 | 458.611 | 869.4653 | 2631.5079 | 0 | 2.5007 | 0.0048793 | 0 | 0.93016 | 0 | 0 | 1786.6186 | 0 | 0 | 0 | 9964.4037 | 102 | 12 | Winter
2018-04-12 13:00 | 288.5102 | 202.2809 | 189.2958 | 1325.32 | 1075.4331 | 0 | 34.5039 | 955.9852 | 444.7978 | 835.53 | 2553.0501 | 0 | 2.5074 | 0.0048261 | 0 | 0.93265 | 0 | 0 | 1769.3495 | 0 | 0 | 0 | 9677.5014 | 102 | 13 | Winter
2018-04-12 14:00 | 245.2792 | 265.9187 | 190.7 | 1285.2025 | 1062.2297 | 0 | 29.5323 | 952.9108 | 418.3259 | 789.5501 | 2424.9496 | 0 | 2.8742 | 0.0049025 | 0 | 1.0691 | 0 | 0 | 1778.5767 | 0 | 0 | 0 | 9447.1235 | 102 | 14 | Winter
2018-04-12 15:00 | 224.6594 | 341.4846 | 206.7767 | 1339.4834 | 1103.468 | 0 | 28.4623 | 917.7361 | 385.0428 | 756.7836 | 2305.3861 | 0 | 3.9319 | 0.0055722 | 0 | 1.4625 | 0 | 0 | 1754.1801 | 0 | 0 | 0 | 9368.8629 | 102 | 15 | Winter
2018-04-12 16:00 | 210.7812 | 411.8136 | 238.1257 | 1517.1429 | 1184.9844 | 0 | 30.1117 | 843.4745 | 352.7128 | 603.865 | 2218.8984 | 0 | 5.2185 | 0.0055986 | 0 | 1.9411 | 0 | 0 | 1709.6104 | 0 | 0 | 0 | 9328.6858 | 102 | 16 | Winter
2018-04-12 17:00 | 201.3535 | 471.4535 | 294.172 | 1763.5863 | 1285.3287 | 0 | 33.3809 | 741.3192 | 320.4859 | 578.2341 | 2147.8031 | 0 | 6.2103 | 0.0050206 | 0 | 2.31 | 0 | 0 | 1630.1359 | 0 | 0 | 0 | 9475.7784 | 102 | 17 | Winter
2018-04-12 18:00 | 223.3553 | 448.8749 | 368.0133 | 1881.6384 | 1307.8819 | 0 | 40.303 | 627.8024 | 293.9385 | 559.2624 | 1949.5547 | 0 | 4.8513 | 0.0058832 | 0 | 1.8045 | 0 | 0 | 1646.2245 | 0 | 0 | 0 | 9353.5108 | 102 | 18 | Winter
2018-04-12 19:00 | 239.9479 | 352.1034 | 488.2309 | 1826.7893 | 1269.3526 | 0 | 43.3321 | 499.1529 | 354.7361 | 519.9674 | 1862.2369 | 0 | 2.7449 | 0.0059561 | 0 | 1.021 | 0 | 0 | 1724.7019 | 0 | 0 | 0 | 9184.3232 | 102 | 19 | Winter
2018-04-12 20:00 | 252.8303 | 263.6759 | 639.1731 | 1735.6025 | 1215.4128 | 0 | 45.274 | 403.66 | 416.262 | 426.2335 | 1767.361 | 0 | 2.0491 | 0.0059364 | 0 | 0.7622 | 0 | 0 | 1662.1631 | 0 | 0 | 0 | 8830.4656 | 102 | 20 | Winter
2018-04-12 21:00 | 277.0752 | 209.37 | 678.2871 | 1648.5781 | 1148.6588 | 0 | 22.311 | 355.2697 | 384.679 | 338.7283 | 1678.2702 | 0 | 1.5226 | 0.0059354 | 0 | 0.56633 | 0 | 0 | 1611.5074 | 0 | 0 | 0 | 8354.8297 | 102 | 21 | Winter
2018-04-12 22:00 | 319.7094 | 163.247 | 361.4995 | 1384.5937 | 992.0092 | 0 | 23.2012 | 324.414 | 331.3634 | 279.5634 | 1615.7561 | 0 | 0.97433 | 0.0051447 | 0 | 0.36241 | 0 | 0 | 1531.7941 | 0 | 0 | 0 | 7328.493 | 102 | 22 | Winter
2018-04-12 23:00 | 370.2859 | 134.4312 | 134.4422 | 1041.8285 | 910.0725 | 0 | 26.86 | 303.8309 | 297.3906 | 241.1531 | 1570.2167 | 0 | 0.69097 | 0.005812 | 0 | 0.25701 | 0 | 0 | 1493.2153 | 0 | 0 | 0 | 6524.6806 | 102 | 23 | Winter
2018-04-13 | 412.0724 | 113.958 | 86.3356 | 741.5323 | 881.3998 | 0 | 29.1532 | 261.2411 | 279.9786 | 199.0157 | 1499.6921 | 0 | 0.3866 | 0.0057482 | 0 | 0.1438 | 0 | 0 | 1492.8375 | 0 | 0 | 0 | 5997.7525 | 103 | 0 | Winter
2018-04-13 01:00 | 459.6739 | 122.0265 | 79.18 | 550.9627 | 866.0891 | 0 | 26.2133 | 243.9052 | 269.2631 | 177.0053 | 1478.7407 | 0 | 0.24883 | 0.0056999 | 0 | 0.092554 | 0 | 0 | 1499.4815 | 0 | 0 | 0 | 5772.8883 | 103 | 1 | Winter
2018-04-13 02:00 | 531.7214 | 130.038 | 77.6273 | 487.7715 | 859.1324 | 0 | 31.8999 | 248.2679 | 266.4351 | 166.7388 | 1445.3137 | 0 | 0.1161 | 0.005632 | 0 | 0.043186 | 0 | 0 | 1514.8732 | 0 | 0 | 0 | 5759.9841 | 103 | 2 | Winter
2018-04-13 03:00 | 592.3508 | 133.495 | 77.6273 | 475.4138 | 860.0288 | 0 | 38.2828 | 266.5317 | 267.7569 | 169.9458 | 1409.2703 | 0 | 0.15396 | 0.0058218 | 0 | 0.057266 | 0 | 0 | 1540.7136 | 0 | 0 | 0 | 5831.6337 | 103 | 3 | Winter
2018-04-13 04:00 | 665.9197 | 135.8809 | 77.8667 | 563.0322 | 877.9596 | 0 | 48.0295 | 295.3157 | 278.5651 | 201.9931 | 1411.641 | 0 | 0.087039 | 0.0060788 | 0 | 0.032375 | 0 | 0 | 1629.2982 | 0 | 0 | 0 | 6185.6272 | 103 | 4 | Winter
2018-04-13 05:00 | 728.8678 | 139.4703 | 89.8167 | 838.6425 | 904.0972 | 0 | 71.6303 | 367.3004 | 308.9087 | 254.4987 | 1471.3644 | 0 | 0.36515 | 0.006744 | 0 | 0.13582 | 0 | 0 | 1753.7661 | 0 | 0 | 0 | 6928.8708 | 103 | 5 | Winter
2018-04-13 06:00 | 773.7525 | 144.3116 | 180.099 | 1263.8368 | 959.9949 | 0 | 167.5708 | 482.2385 | 300.3421 | 336.5495 | 1781.3974 | 0 | 0.91247 | 0.0058261 | 0 | 0.3394 | 0 | 0 | 1688.5276 | 0 | 0 | 0 | 8079.8784 | 103 | 6 | Winter
2018-04-13 07:00 | 748.415 | 143.5052 | 249.3053 | 1437.526 | 1033.8826 | 0 | 142.9093 | 584.1689 | 282.7219 | 459.5757 | 2020.5106 | 0 | 1.6521 | 0.0051162 | 0 | 0.61451 | 0 | 0 | 1721.3076 | 0 | 0 | 0 | 8826.0998 | 103 | 7 | Winter
2018-04-13 08:00 | 657.7051 | 130.608 | 247.1835 | 1440.8013 | 1075.8565 | 0 | 112.5722 | 655.2768 | 373.5291 | 697.4098 | 2263.4399 | 0 | 1.7981 | 0.005044 | 0 | 0.66883 | 0 | 0 | 1798.1701 | 0 | 0 | 0 | 9455.0244 | 103 | 8 | Winter
2018-04-13 09:00 | 557.183 | 124.0765 | 237.909 | 1500.5694 | 1100.4357 | 0 | 83.7298 | 727.2864 | 428.1539 | 800.9238 | 2475.5218 | 0 | 1.6478 | 0.0055909 | 0 | 0.6129 | 0 | 0 | 1843.6932 | 0 | 0 | 0 | 9881.7487 | 103 | 9 | Winter
2018-04-13 10:00 | 455.394 | 124.9945 | 223.7006 | 1532.1016 | 1100.1115 | 0 | 61.1898 | 796.8163 | 455.0525 | 859.8674 | 2639.1871 | 0 | 1.827 | 0.0048778 | 0 | 0.67958 | 0 | 0 | 1797.9376 | 0 | 0 | 0 | 10048.8642 | 103 | 10 | Winter
2018-04-13 11:00 | 376.6151 | 132.8908 | 206.7445 | 1519.5567 | 1101.2567 | 0 | 44.4553 | 844.801 | 462.2472 | 879.607 | 2690.1353 | 0 | 2.2425 | 0.0055341 | 0 | 0.83411 | 0 | 0 | 1817.5999 | 0 | 0 | 0 | 10078.9915 | 103 | 11 | Winter
2018-04-13 12:00 | 320.3239 | 147.9919 | 198.8055 | 1453.4662 | 1108.4658 | 0 | 33.6336 | 871.765 | 458.6161 | 870.2903 | 2668.8029 | 0 | 2.5606 | 0.0055277 | 0 | 0.95244 | 0 | 0 | 1829.4777 | 0 | 0 | 0 | 9965.1575 | 103 | 12 | Winter
2018-04-13 13:00 | 232.5175 | 163.6759 | 189.7571 | 1349.504 | 1075.9319 | 0 | 21.8886 | 896.064 | 444.7996 | 834.5469 | 2591.1365 | 0 | 2.578 | 0.0055268 | 0 | 0.95891 | 0 | 0 | 1819.0471 | 0 | 0 | 0 | 9622.4115 | 103 | 13 | Winter
2018-04-13 14:00 | 170.3053 | 199.3609 | 188.9375 | 1240.4999 | 1061.4028 | 0 | 15.3296 | 883.6055 | 418.3241 | 790.3614 | 2458.6795 | 0 | 2.9618 | 0.0055777 | 0 | 1.1017 | 0 | 0 | 1832.6195 | 0 | 0 | 0 | 9263.495 | 103 | 14 | Winter
2018-04-13 15:00 | 125.8179 | 256.4897 | 204.4629 | 1256.5358 | 1101.8969 | 0 | 12.7718 | 854.5743 | 385.0424 | 756.904 | 2330.3807 | 0 | 4.0594 | 0.005565 | 0 | 1.5099 | 0 | 0 | 1810.8532 | 0 | 0 | 0 | 9101.3045 | 103 | 15 | Winter
2018-04-13 16:00 | 95.2151 | 322.7571 | 238.035 | 1475.5416 | 1184.5022 | 0 | 12.4679 | 806.8035 | 352.7127 | 602.8744 | 2231.4381 | 0 | 5.3934 | 0.0056261 | 0 | 2.0061 | 0 | 0 | 1766.7046 | 0 | 0 | 0 | 9096.4574 | 103 | 16 | Winter
2018-04-13 17:00 | 79.9966 | 383.4886 | 290.9165 | 1704.5064 | 1280.7875 | 0 | 13.2066 | 726.0972 | 320.4995 | 579.961 | 2150.4236 | 0 | 6.4123 | 0.005651 | 0 | 2.3851 | 0 | 0 | 1682.9545 | 0 | 0 | 0 | 9221.641 | 103 | 17 | Winter
2018-04-13 18:00 | 89.109 | 380.9682 | 364.7607 | 1856.9384 | 1300.2314 | 0 | 17.4164 | 632.0107 | 293.9528 | 559.7429 | 1942.5304 | 0 | 5.0088 | 0.0058245 | 0 | 1.8631 | 0 | 0 | 1699.2564 | 0 | 0 | 0 | 9143.7951 | 103 | 18 | Winter
2018-04-13 19:00 | 110.2922 | 299.2426 | 484.4176 | 1816.0337 | 1265.8962 | 0 | 23.0072 | 505.5521 | 344.4163 | 524.6417 | 1847.9887 | 0 | 2.8004 | 0.0059377 | 0 | 1.0416 | 0 | 0 | 1758.9947 | 0 | 0 | 0 | 8984.331 | 103 | 19 | Winter
2018-04-13 20:00 | 141.7935 | 229.7322 | 640.6687 | 1741.4489 | 1215.867 | 0 | 26.8708 | 405.8675 | 416.2357 | 428.0753 | 1750.3133 | 0 | 2.0758 | 0.0058965 | 0 | 0.77212 | 0 | 0 | 1683.4823 | 0 | 0 | 0 | 8683.2091 | 103 | 20 | Winter
2018-04-13 21:00 | 180.7538 | 188.5733 | 676.4794 | 1648.5319 | 1147.9585 | 0 | 17.9592 | 355.5594 | 384.597 | 342.055 | 1662.5902 | 0 | 1.5367 | 0.0058427 | 0 | 0.57158 | 0 | 0 | 1626.301 | 0 | 0 | 0 | 8233.4727 | 103 | 21 | Winter
2018-04-13 22:00 | 226.1376 | 145.5107 | 363.7843 | 1451.4117 | 993.3259 | 0 | 19.0388 | 324.7806 | 331.1797 | 281.553 | 1606.9977 | 0 | 0.98595 | 0.0057711 | 0 | 0.36673 | 0 | 0 | 1550.1823 | 0 | 0 | 0 | 7295.2607 | 103 | 22 | Winter
2018-04-13 23:00 | 270.8968 | 118.7422 | 136.3519 | 1075.1043 | 910.8648 | 0 | 22.4885 | 306.802 | 297.0686 | 241.3064 | 1570.7655 | 0 | 0.70171 | 0.005637 | 0 | 0.26101 | 0 | 0 | 1515.0098 | 0 | 0 | 0 | 6466.3691 | 103 | 23 | Winter
2018-04-14 | 314.1859 | 107.1954 | 86.1518 | 702.6414 | 881.3708 | 0 | 24.3698 | 263.8043 | 279.5245 | 200.5799 | 1506.1533 | 0 | 0.37989 | 0.0055259 | 0 | 0.1413 | 0 | 0 | 1465.5788 | 0 | 0 | 0 | 5832.0826 | 104 | 0 | Fall
2018-04-14 01:00 | 342.7829 | 98.4442 | 79.1291 | 538.7033 | 866.1659 | 0 | 22.4295 | 270.6262 | 255.9752 | 168.1643 | 1557.1641 | 0 | 0.24304 | 0.0054795 | 0 | 0.090402 | 0 | 0 | 1464.5939 | 0 | 0 | 0 | 5664.5176 | 104 | 1 | Fall
2018-04-14 02:00 | 385.8215 | 93.9666 | 77.3015 | 473.7969 | 859.2002 | 0 | 23.9581 | 267.7838 | 250.1968 | 170.4654 | 1530.9542 | 0 | 0.11297 | 0.00548 | 0 | 0.04202 | 0 | 0 | 1473.8719 | 0 | 0 | 0 | 5607.4774 | 104 | 2 | Fall
2018-04-14 03:00 | 425.474 | 90.9557 | 77.3015 | 460.0919 | 859.9818 | 0 | 28.3263 | 279.0862 | 248.3003 | 184.4689 | 1497.1429 | 0 | 0.14699 | 0.0055194 | 0 | 0.054675 | 0 | 0 | 1470.6338 | 0 | 0 | 0 | 5621.9705 | 104 | 3 | Fall
2018-04-14 04:00 | 490.7204 | 86.615 | 77.7856 | 473.4104 | 877.3191 | 0 | 34.0662 | 291.8235 | 250.4716 | 202.7541 | 1449.9068 | 0 | 0.082498 | 0.0058185 | 0 | 0.030686 | 0 | 0 | 1545.6522 | 0 | 0 | 0 | 5780.644 | 104 | 4 | Fall
2018-04-14 05:00 | 555.9553 | 90.1899 | 84.1116 | 596.1271 | 899.1903 | 0 | 52.4729 | 322.0893 | 255.7728 | 232.759 | 1396.508 | 0 | 0.3465 | 0.0057591 | 0 | 0.12888 | 0 | 0 | 1664.982 | 0 | 0 | 0 | 6150.6394 | 104 | 5 | Fall
2018-04-14 06:00 | 608.7391 | 94.6415 | 123.3527 | 833.2462 | 929.1168 | 0 | 131.9801 | 393.6364 | 208.9607 | 289.0302 | 1505.2127 | 0 | 0.85805 | 0.0057081 | 0 | 0.31916 | 0 | 0 | 1591.1375 | 0 | 0 | 0 | 6710.2368 | 104 | 6 | Fall
2018-04-14 07:00 | 576.1489 | 95.9558 | 191.3743 | 1186.8484 | 991.9169 | 0 | 101.9837 | 450.3137 | 144.6223 | 329.0839 | 1486.0485 | 0 | 1.5993 | 0.0048969 | 0 | 0.59486 | 0 | 0 | 1666.7264 | 0 | 0 | 0 | 7223.222 | 104 | 7 | Fall
2018-04-14 08:00 | 466.2379 | 105.1912 | 258.0018 | 1485.1744 | 1081.5156 | 0 | 70.7001 | 513.8845 | 189.3831 | 471.2533 | 1459.9881 | 0 | 1.7676 | 0.0048895 | 0 | 0.65746 | 0 | 0 | 1767.3178 | 0 | 0 | 0 | 7871.0777 | 104 | 8 | Fall
2018-04-14 09:00 | 385.8422 | 130.4862 | 287.4484 | 1641.0876 | 1131.8206 | 0 | 53.367 | 608.0127 | 216.2907 | 527.4348 | 1471.5645 | 0 | 1.6492 | 0.0056206 | 0 | 0.61342 | 0 | 0 | 1845.3258 | 0 | 0 | 0 | 8300.9487 | 104 | 9 | Fall
2018-04-14 10:00 | 335.6046 | 175.8546 | 283.6919 | 1651.1879 | 1138.4873 | 0 | 44.6023 | 707.4439 | 230.3457 | 567.8813 | 1533.5512 | 0 | 1.844 | 0.0055731 | 0 | 0.68587 | 0 | 0 | 1814.4783 | 0 | 0 | 0 | 8485.6644 | 104 | 10 | Fall
2018-04-14 11:00 | 292.8848 | 235.6183 | 263.4899 | 1634.0145 | 1141.542 | 0 | 37.7075 | 782.1982 | 237.352 | 602.4089 | 1574.19 | 0 | 2.2668 | 0.0055641 | 0 | 0.84317 | 0 | 0 | 1837.1761 | 0 | 0 | 0 | 8641.6979 | 104 | 11 | Fall
2018-04-14 12:00 | 256.5102 | 317.5375 | 248.6038 | 1662.3081 | 1148.9073 | 0 | 30.7611 | 855.3596 | 239.1115 | 625.049 | 1597.9018 | 0 | 2.584 | 0.0055304 | 0 | 0.96115 | 0 | 0 | 1845.759 | 0 | 0 | 0 | 8831.3595 | 104 | 12 | Fall
2018-04-14 13:00 | 214.5442 | 447.705 | 242.3122 | 1516.144 | 1119.1717 | 0 | 27.7219 | 918.7464 | 238.5164 | 642.0524 | 1609.9614 | 0 | 2.5942 | 0.0054875 | 0 | 0.96493 | 0 | 0 | 1830.4148 | 0 | 0 | 0 | 8810.8549 | 104 | 13 | Fall
2018-04-14 14:00 | 201.2383 | 605.8271 | 244.9218 | 1453.2288 | 1105.5206 | 0 | 26.8737 | 950.1637 | 234.9383 | 642.9898 | 1631.1355 | 0 | 2.9456 | 0.005469 | 0 | 1.0957 | 0 | 0 | 1822.988 | 0 | 0 | 0 | 8923.8723 | 104 | 14 | Fall
2018-04-14 15:00 | 194.3525 | 781.2924 | 257.2309 | 1518.3247 | 1151.8985 | 0 | 27.6351 | 967.1773 | 229.9111 | 633.2832 | 1678.883 | 0 | 4.0167 | 0.0054534 | 0 | 1.4941 | 0 | 0 | 1791.8868 | 0 | 0 | 0 | 9237.3916 | 104 | 15 | Fall
2018-04-14 16:00 | 184.611 | 907.5524 | 279.355 | 1634.242 | 1229.4759 | 0 | 27.8024 | 940.4998 | 225.8078 | 528.9231 | 1741.6208 | 0 | 5.3153 | 0.005543 | 0 | 1.9771 | 0 | 0 | 1741.1848 | 0 | 0 | 0 | 9448.3729 | 104 | 16 | Fall
2018-04-14 17:00 | 179.1411 | 969.0545 | 320.4384 | 1844.2624 | 1319.9456 | 0 | 28.3828 | 857.3576 | 223.5492 | 513.3702 | 1803.5482 | 0 | 6.2732 | 0.0056601 | 0 | 2.3334 | 0 | 0 | 1646.386 | 0 | 0 | 0 | 9714.0481 | 104 | 17 | Fall
2018-04-14 18:00 | 179.9412 | 893.3975 | 388.8504 | 1874.5908 | 1329.3867 | 0 | 30.6884 | 754.9046 | 222.7556 | 485.8444 | 1709.4431 | 0 | 4.8216 | 0.0057709 | 0 | 1.7935 | 0 | 0 | 1635.8296 | 0 | 0 | 0 | 9512.2531 | 104 | 18 | Fall
2018-04-14 19:00 | 193.5129 | 706.482 | 512.6148 | 1797.7958 | 1287.9271 | 0 | 35.1044 | 625.1095 | 291.5109 | 441.6971 | 1699.4077 | 0 | 2.6671 | 0.0058717 | 0 | 0.99206 | 0 | 0 | 1675.6686 | 0 | 0 | 0 | 9270.4959 | 104 | 19 | Fall
2018-04-14 20:00 | 206.9178 | 568.4201 | 670.307 | 1706.531 | 1229.0013 | 0 | 41.2002 | 530.242 | 382.351 | 387.3117 | 1680.8259 | 0 | 1.9955 | 0.0058115 | 0 | 0.74224 | 0 | 0 | 1617.9535 | 0 | 0 | 0 | 9023.8051 | 104 | 20 | Fall
2018-04-14 21:00 | 229.0196 | 474.2473 | 715.247 | 1587.644 | 1161.3758 | 0 | 22.9739 | 447.1541 | 359.3392 | 335.5556 | 1637.0345 | 0 | 1.5002 | 0.0058491 | 0 | 0.558 | 0 | 0 | 1587.5242 | 0 | 0 | 0 | 8559.1791 | 104 | 21 | Fall
2018-04-14 22:00 | 258.8404 | 388.9376 | 401.315 | 1327.861 | 1007.8456 | 0 | 23.5426 | 396.0693 | 310.6487 | 267.8115 | 1581.5595 | 0 | 0.9576 | 0.0057143 | 0 | 0.35619 | 0 | 0 | 1506.0583 | 0 | 0 | 0 | 7471.809 | 104 | 22 | Fall
2018-04-14 23:00 | 308.6545 | 325.4652 | 147.3897 | 1034.0616 | 919.1627 | 0 | 27.5698 | 358.2997 | 276.083 | 213.0623 | 1542.7824 | 0 | 0.67144 | 0.0055369 | 0 | 0.24975 | 0 | 0 | 1450.2439 | 0 | 0 | 0 | 6603.7015 | 104 | 23 | Fall
2018-04-15 | 352.0123 | 276.5945 | 90.0434 | 714.4834 | 885.9962 | 0 | 27.3295 | 318.2809 | 262.7998 | 180.0976 | 1547.7876 | 0 | 0.97705 | 0.0076546 | 0 | 0.36342 | 0 | 0 | 1135.4825 | 0 | 0 | 0 | 5792.2559 | 105 | 0 | Fall
2018-04-15 01:00 | 385.4693 | 257.6418 | 79.912 | 563.023 | 867.5462 | 0 | 18.9326 | 284.8298 | 246.2238 | 170.5399 | 1436.644 | 0 | 0.39096 | 0.0074455 | 0 | 0.14542 | 0 | 0 | 1133.0761 | 0 | 0 | 0 | 5444.3824 | 105 | 1 | Fall
2018-04-15 02:00 | 431.5869 | 230.3627 | 77.3015 | 478.4239 | 859.5773 | 0 | 23.167 | 283.3384 | 241.1178 | 174.5339 | 1430.7921 | 0 | 0.33695 | 0.0080751 | 0 | 0.12533 | 0 | 0 | 1095.1577 | 0 | 0 | 0 | 5325.8295 | 105 | 2 | Fall
2018-04-15 03:00 | 495.9038 | 220.7047 | 77.3015 | 465.2289 | 860.0156 | 0 | 30.6555 | 283.7035 | 237.6324 | 190.7315 | 1387.7021 | 0 | 0.2431 | 0.0081525 | 0 | 0.090422 | 0 | 0 | 1063.4094 | 0 | 0 | 0 | 5313.3308 | 105 | 3 | Fall
2018-04-15 04:00 | 593.3934 | 197.976 | 77.7821 | 487.7452 | 877.2825 | 0 | 40.492 | 285.6551 | 242.2733 | 208.6431 | 1354.8697 | 0 | 0.047041 | 0.0080473 | 0 | 0.017497 | 0 | 0 | 1067.186 | 0 | 0 | 0 | 5433.3709 | 105 | 4 | Fall
2018-04-15 05:00 | 677.2019 | 161.4859 | 84.3887 | 606.6431 | 899.2816 | 0 | 66.2461 | 320.3518 | 251.3872 | 239.4694 | 1320.1457 | 0 | 0.14635 | 0.0080048 | 0 | 0.054437 | 0 | 0 | 1084.5774 | 0 | 0 | 0 | 5711.3875 | 105 | 5 | Fall
2018-04-15 06:00 | 723.9374 | 154.3887 | 124.3323 | 844.3431 | 929.8403 | 0 | 150.0362 | 356.414 | 196.1187 | 287.7432 | 1265.2003 | 0 | 0.30822 | 0.0081854 | 0 | 0.11464 | 0 | 0 | 1074.1471 | 0 | 0 | 0 | 6106.9323 | 105 | 6 | Fall
2018-04-15 07:00 | 734.9739 | 168.2196 | 198.1532 | 1196.1386 | 994.5313 | 0 | 124.2881 | 396.8058 | 120.0336 | 323.0908 | 1235.8067 | 0 | 0.5236 | 0.0076492 | 0 | 0.19476 | 0 | 0 | 1034.112 | 0 | 0 | 0 | 6526.8795 | 105 | 7 | Fall
2018-04-15 08:00 | 688.2251 | 194.4525 | 260.5027 | 1466.4103 | 1082.1554 | 0 | 110.68 | 435.3818 | 137.9289 | 459.827 | 1275.7444 | 0 | 0.98375 | 0.0077878 | 0 | 0.36591 | 0 | 0 | 1023.3387 | 0 | 0 | 0 | 7136.0043 | 105 | 8 | Fall
2018-04-15 09:00 | 618.5941 | 233.0832 | 287.2463 | 1674.7841 | 1131.7235 | 0 | 94.5131 | 492.0965 | 158.1587 | 499.1923 | 1293.7131 | 0 | 1.7474 | 0.0078161 | 0 | 0.64997 | 0 | 0 | 1028.5715 | 0 | 0 | 0 | 7514.0815 | 105 | 9 | Fall
2018-04-15 10:00 | 552.8148 | 277.4518 | 280.6755 | 1662.9083 | 1137.6038 | 0 | 79.3649 | 542.8072 | 177.2739 | 528.4029 | 1309.5744 | 0 | 2.3593 | 0.0064382 | 0 | 0.87755 | 0 | 0 | 1018.5016 | 0 | 0 | 0 | 7570.6223 | 105 | 10 | Fall
2018-04-15 11:00 | 510.3692 | 334.7818 | 258.0829 | 1703.6471 | 1140.4767 | 0 | 67.7195 | 591.0632 | 191.8208 | 556.4597 | 1337.8689 | 0 | 2.9583 | 0.0064275 | 0 | 1.1004 | 0 | 0 | 1009.6704 | 0 | 0 | 0 | 7706.0252 | 105 | 11 | Fall
2018-04-15 12:00 | 471.7506 | 403.5187 | 245.2522 | 1729.8574 | 1148.1614 | 0 | 58.0926 | 631.873 | 200.512 | 577.6123 | 1390.8021 | 0 | 3.7234 | 0.0064041 | 0 | 1.385 | 0 | 0 | 1008.5244 | 0 | 0 | 0 | 7871.0712 | 105 | 12 | Fall
2018-04-15 13:00 | 415.772 | 486.9971 | 240.8521 | 1573.0571 | 1119.3476 | 0 | 49.4346 | 667.8676 | 204.1428 | 588.8299 | 1432.3599 | 0 | 3.8225 | 0.0064233 | 0 | 1.4218 | 0 | 0 | 1009.1601 | 0 | 0 | 0 | 7793.0715 | 105 | 13 | Fall
2018-04-15 14:00 | 341.4696 | 590.6764 | 243.7275 | 1511.8508 | 1103.9962 | 0 | 37.9518 | 688.5026 | 202.0859 | 599.4861 | 1477.5118 | 0 | 4.0052 | 0.006499 | 0 | 1.4898 | 0 | 0 | 1023.8892 | 0 | 0 | 0 | 7826.6493 | 105 | 14 | Fall
2018-04-15 15:00 | 288.3703 | 670.6276 | 254.8282 | 1527.5336 | 1147.198 | 0 | 28.9593 | 687.1222 | 194.6806 | 595.8762 | 1516.5853 | 0 | 4.2298 | 0.007856 | 0 | 1.5733 | 0 | 0 | 1011.7529 | 0 | 0 | 0 | 7929.3452 | 105 | 15 | Fall
2018-04-15 16:00 | 254.6743 | 679.0391 | 277.3531 | 1679.8674 | 1226.2483 | 0 | 25.2023 | 655.2475 | 185.3981 | 501.178 | 1545.832 | 0 | 4.7543 | 0.0079601 | 0 | 1.7684 | 0 | 0 | 1006.3336 | 0 | 0 | 0 | 8042.9043 | 105 | 16 | Fall
2018-04-15 17:00 | 216.306 | 686.4035 | 318.8172 | 1829.6155 | 1318.23 | 0 | 24.8209 | 602.0985 | 175.184 | 488.9633 | 1571.18 | 0 | 4.287 | 0.0065023 | 0 | 1.5946 | 0 | 0 | 974.7519 | 0 | 0 | 0 | 8212.2589 | 105 | 17 | Fall
2018-04-15 18:00 | 199.5423 | 633.306 | 385.2805 | 1858.986 | 1328.7842 | 0 | 28.4583 | 551.6495 | 164.6234 | 468.3137 | 1583.9365 | 0 | 4.9799 | 0.0067053 | 0 | 1.8523 | 0 | 0 | 965.6658 | 0 | 0 | 0 | 8175.3851 | 105 | 18 | Fall
2018-04-15 19:00 | 218.6607 | 536.259 | 510.5907 | 1747.9576 | 1288.8093 | 0 | 35.2112 | 481.945 | 220.6527 | 428.5945 | 1561.8899 | 0 | 4.9858 | 0.0066245 | 0 | 1.8545 | 0 | 0 | 985.4691 | 0 | 0 | 0 | 8022.8865 | 105 | 19 | Fall
2018-04-15 20:00 | 250.38 | 450.8008 | 667.6562 | 1660.5542 | 1230.4832 | 0 | 45.4246 | 432.3664 | 303.6159 | 380.1641 | 1527.7768 | 0 | 4.1351 | 0.0066949 | 0 | 1.5381 | 0 | 0 | 983.734 | 0 | 0 | 0 | 7938.636 | 105 | 20 | Fall
2018-04-15 21:00 | 293.6745 | 389.2061 | 718.8722 | 1625.1386 | 1164.1513 | 0 | 28.2104 | 390.2217 | 292.2346 | 330.4335 | 1478.6656 | 0 | 3.3257 | 0.0060567 | 0 | 1.237 | 0 | 0 | 951.3036 | 0 | 0 | 0 | 7666.6808 | 105 | 21 | Fall
2018-04-15 22:00 | 339.9189 | 329.6928 | 404.749 | 1411.34 | 1008.2214 | 0 | 29.3934 | 369.6008 | 280.3088 | 270.3104 | 1425.497 | 0 | 2.613 | 0.006624 | 0 | 0.97194 | 0 | 0 | 995.5775 | 0 | 0 | 0 | 6868.2016 | 105 | 22 | Fall
2018-04-15 23:00 | 383.9486 | 279.8243 | 147.6124 | 1036.7964 | 919.1935 | 0 | 31.8451 | 347.8027 | 267.4478 | 217.0367 | 1387.8625 | 0 | 1.7978 | 0.006428 | 0 | 0.6687 | 0 | 0 | 1072.4709 | 0 | 0 | 0 | 6094.3137 | 105 | 23 | Fall
2018-04-16 | 435.939 | 257.5547 | 89.4622 | 777.8343 | 885.756 | 0 | 34.6211 | 313.6626 | 254.282 | 181.5095 | 1415.5104 | 0 | 0.96914 | 0.0076949 | 0 | 0.36048 | 0 | 0 | 1126.1635 | 0 | 0 | 0 | 5773.6326 | 106 | 0 | Fall
2018-04-16 01:00 | 489.6369 | 266.1481 | 79.833 | 581.3281 | 867.6357 | 0 | 34.4414 | 288.4808 | 269.2645 | 177.8076 | 1478.6466 | 0 | 0.38975 | 0.0074564 | 0 | 0.14497 | 0 | 0 | 1129.0166 | 0 | 0 | 0 | 5662.7816 | 106 | 1 | Fall
2018-04-16 02:00 | 558.9255 | 252.1558 | 77.6273 | 474.7883 | 859.6095 | 0 | 40.3072 | 290.1579 | 266.4335 | 168.5275 | 1445.5446 | 0 | 0.34101 | 0.0082646 | 0 | 0.12684 | 0 | 0 | 1108.2972 | 0 | 0 | 0 | 5542.8503 | 106 | 2 | Fall
2018-04-16 03:00 | 609.209 | 241.1399 | 77.6273 | 474.8299 | 860.0474 | 0 | 48.3735 | 308.0545 | 267.755 | 169.4497 | 1409.419 | 0 | 0.24621 | 0.0082226 | 0 | 0.09158 | 0 | 0 | 1075.9828 | 0 | 0 | 0 | 5542.2341 | 106 | 3 | Fall
2018-04-16 04:00 | 681.7961 | 235.9483 | 77.8939 | 566.3396 | 878.064 | 0 | 60.825 | 335.1152 | 278.5289 | 200.837 | 1411.5797 | 0 | 0.047772 | 0.0081723 | 0 | 0.017769 | 0 | 0 | 1079.7537 | 0 | 0 | 0 | 5806.7551 | 106 | 4 | Fall
2018-04-16 05:00 | 741.6894 | 226.8036 | 89.5412 | 848.8274 | 904.0215 | 0 | 85.1038 | 409.3674 | 308.6883 | 255.0823 | 1471.0486 | 0 | 0.14743 | 0.0081468 | 0 | 0.054838 | 0 | 0 | 1090.645 | 0 | 0 | 0 | 6431.0289 | 106 | 5 | Fall
2018-04-16 06:00 | 781.0072 | 223.9711 | 180.8842 | 1222.602 | 960.2877 | 0 | 179.4692 | 519.7835 | 281.7925 | 334.6274 | 1780.761 | 0 | 0.31052 | 0.0083361 | 0 | 0.1155 | 0 | 0 | 1081.1604 | 0 | 0 | 0 | 7546.7805 | 106 | 6 | Fall
2018-04-16 07:00 | 742.8584 | 220.8211 | 246.1366 | 1441.3052 | 1031.1562 | 0 | 148.5126 | 639.6787 | 281.9675 | 458.8851 | 2019.6483 | 0 | 0.51385 | 0.0064756 | 0 | 0.19113 | 0 | 0 | 1013.7997 | 0 | 0 | 0 | 8245.4809 | 106 | 7 | Fall
2018-04-16 08:00 | 654.9011 | 210.4994 | 242.3651 | 1417.0261 | 1071.5546 | 0 | 113.6274 | 734.2268 | 373.1925 | 693.9846 | 2262.3134 | 0 | 0.9571 | 0.0066054 | 0 | 0.356 | 0 | 0 | 995.3378 | 0 | 0 | 0 | 8770.3486 | 106 | 8 | Fall
2018-04-16 09:00 | 564.627 | 236.7639 | 233.3294 | 1449.3067 | 1095.9229 | 0 | 78.9175 | 835.9512 | 427.9549 | 797.4109 | 2474.8876 | 0 | 1.7129 | 0.0066509 | 0 | 0.63711 | 0 | 0 | 1008.1787 | 0 | 0 | 0 | 9205.6074 | 106 | 9 | Fall
2018-04-16 10:00 | 490.126 | 272.3511 | 219.3544 | 1463.9612 | 1096.2468 | 0 | 61.8923 | 938.3558 | 455.032 | 854.8334 | 2638.8292 | 0 | 2.3475 | 0.0067058 | 0 | 0.87318 | 0 | 0 | 1013.4322 | 0 | 0 | 0 | 9507.6416 | 106 | 10 | Fall
2018-04-16 11:00 | 446.8144 | 321.1931 | 204.149 | 1457.8036 | 1098.0889 | 0 | 52.7082 | 1012.7351 | 462.2699 | 878.3717 | 2689.9765 | 0 | 2.9503 | 0.0067029 | 0 | 1.0974 | 0 | 0 | 1006.8601 | 0 | 0 | 0 | 9635.025 | 106 | 11 | Fall
2018-04-16 12:00 | 417.0141 | 374.1162 | 194.3737 | 1407.7175 | 1105.2182 | 0 | 47.8214 | 1049.129 | 458.6284 | 864.6163 | 2668.6977 | 0 | 3.7106 | 0.0066629 | 0 | 1.3802 | 0 | 0 | 1005.0244 | 0 | 0 | 0 | 9597.4545 | 106 | 12 | Fall
2018-04-16 13:00 | 363.0476 | 445.3202 | 186.4823 | 1302.5388 | 1073.9145 | 0 | 45.708 | 1071.1368 | 444.9337 | 830.8707 | 2591.0355 | 0 | 3.8006 | 0.0066906 | 0 | 1.4137 | 0 | 0 | 1003.4331 | 0 | 0 | 0 | 9363.6423 | 106 | 13 | Fall
2018-04-16 14:00 | 359.9556 | 553.1132 | 188.6163 | 1266.3306 | 1061.4654 | 0 | 48.6382 | 1067.097 | 418.6017 | 786.6544 | 2458.7766 | 0 | 3.9839 | 0.0068219 | 0 | 1.4818 | 0 | 0 | 1018.428 | 0 | 0 | 0 | 9233.1496 | 106 | 14 | Fall
2018-04-16 15:00 | 355.2259 | 657.8346 | 203.4767 | 1281.0329 | 1101.5015 | 0 | 50.5754 | 1029.6945 | 385.4904 | 756.7692 | 2330.8758 | 0 | 4.2433 | 0.0068928 | 0 | 1.5783 | 0 | 0 | 1015.0077 | 0 | 0 | 0 | 9173.3128 | 106 | 15 | Fall
2018-04-16 16:00 | 365.1725 | 736.6525 | 236.8023 | 1483.2199 | 1181.8291 | 0 | 52.1531 | 957.162 | 352.9692 | 599.051 | 2232.0612 | 0 | 4.7585 | 0.0069344 | 0 | 1.77 | 0 | 0 | 1007.1568 | 0 | 0 | 0 | 9210.7649 | 106 | 16 | Fall
2018-04-16 17:00 | 369.3976 | 776.9488 | 293.3639 | 1754.499 | 1282.0112 | 0 | 57.2368 | 850.5405 | 320.6486 | 579.0623 | 2151.2535 | 0 | 4.2867 | 0.0068385 | 0 | 1.5945 | 0 | 0 | 974.7454 | 0 | 0 | 0 | 9415.5956 | 106 | 17 | Fall
2018-04-16 18:00 | 349.1852 | 728.2526 | 368.0125 | 1811.6973 | 1305.1808 | 0 | 54.2633 | 744.2363 | 294.2028 | 557.9139 | 1943.2761 | 0 | 4.9153 | 0.0061735 | 0 | 1.8283 | 0 | 0 | 953.2675 | 0 | 0 | 0 | 9116.238 | 106 | 18 | Fall
2018-04-16 19:00 | 351.5532 | 595.2693 | 488.4597 | 1746.9151 | 1268.2617 | 0 | 53.4331 | 601.7769 | 339.1619 | 519.1401 | 1848.5402 | 0 | 5.0187 | 0.006908 | 0 | 1.8668 | 0 | 0 | 991.9861 | 0 | 0 | 0 | 8811.3898 | 106 | 19 | Fall
2018-04-16 20:00 | 366.8891 | 478.9269 | 641.9787 | 1688.5206 | 1216.5404 | 0 | 53.1569 | 483.0228 | 416.442 | 426.5064 | 1750.6478 | 0 | 4.1546 | 0.006961 | 0 | 1.5453 | 0 | 0 | 988.4006 | 0 | 0 | 0 | 8516.739 | 106 | 20 | Fall
2018-04-16 21:00 | 384.9005 | 401.7744 | 682.7992 | 1655.8375 | 1148.4635 | 0 | 34.2541 | 415.7262 | 384.8451 | 337.6041 | 1662.745 | 0 | 3.2639 | 0.0060198 | 0 | 1.214 | 0 | 0 | 933.5768 | 0 | 0 | 0 | 8047.0102 | 106 | 21 | Fall
2018-04-16 22:00 | 426.5595 | 323.3097 | 363.9379 | 1397.0108 | 992.3048 | 0 | 36.3354 | 378.4801 | 331.3103 | 279.5291 | 1607.0386 | 0 | 2.5573 | 0.0058989 | 0 | 0.95122 | 0 | 0 | 974.2945 | 0 | 0 | 0 | 7113.6251 | 106 | 22 | Fall
2018-04-16 23:00 | 465.9863 | 257.7374 | 134.8411 | 1032.1888 | 910.096 | 0 | 39.1656 | 346.1239 | 297.0712 | 239.1493 | 1570.8671 | 0 | 1.768 | 0.0063849 | 0 | 0.65761 | 0 | 0 | 1054.9065 | 0 | 0 | 0 | 6350.5652 | 106 | 23 | Fall
2018-04-17 | 492.3839 | 226.441 | 86.3134 | 737.3089 | 881.098 | 0 | 40.6286 | 291.0614 | 279.5264 | 198.8287 | 1505.9626 | 0 | 0.37216 | 0.0054245 | 0 | 0.13843 | 0 | 0 | 1434.4693 | 0 | 0 | 0 | 6174.5383 | 107 | 0 | Fall
2018-04-17 01:00 | 518.1825 | 210.3524 | 79.2708 | 565.0821 | 866.2347 | 0 | 37.374 | 272.3244 | 269.2645 | 174.7805 | 1478.6466 | 0 | 0.24061 | 0.0053349 | 0 | 0.089497 | 0 | 0 | 1449.0938 | 0 | 0 | 0 | 5920.9417 | 107 | 1 | Fall
2018-04-17 02:00 | 585.2054 | 198.3186 | 77.6273 | 484.7702 | 859.1259 | 0 | 43.4566 | 278.2398 | 266.4335 | 166.0296 | 1445.5446 | 0 | 0.11399 | 0.0053831 | 0 | 0.042398 | 0 | 0 | 1486.8037 | 0 | 0 | 0 | 5891.717 | 107 | 2 | Fall
2018-04-17 03:00 | 639.6411 | 192.144 | 77.6273 | 476.6447 | 859.9838 | 0 | 48.2687 | 297.2473 | 267.755 | 169.3992 | 1409.419 | 0 | 0.15083 | 0.0061041 | 0 | 0.056101 | 0 | 0 | 1509.8785 | 0 | 0 | 0 | 5948.2218 | 107 | 3 | Fall
2018-04-17 04:00 | 700.4412 | 179.734 | 77.8809 | 560.4316 | 878.0568 | 0 | 58.6932 | 322.6946 | 278.5289 | 201.853 | 1411.5797 | 0 | 0.085039 | 0.0062158 | 0 | 0.031631 | 0 | 0 | 1592.1478 | 0 | 0 | 0 | 6262.1645 | 107 | 4 | Fall
2018-04-17 05:00 | 763.2843 | 180.6471 | 89.7743 | 808.6174 | 904.0602 | 0 | 86.4119 | 396.9046 | 308.6883 | 254.205 | 1471.0486 | 0 | 0.36255 | 0.0062331 | 0 | 0.13485 | 0 | 0 | 1740.3924 | 0 | 0 | 0 | 7004.5376 | 107 | 5 | Fall
2018-04-17 06:00 | 812.3339 | 189.4849 | 178.4241 | 1228.5291 | 960.3547 | 0 | 174.5775 | 504.9254 | 265.8914 | 335.0012 | 1780.761 | 0 | 0.92095 | 0.0055171 | 0 | 0.34255 | 0 | 0 | 1701.9861 | 0 | 0 | 0 | 8133.5383 | 107 | 6 | Fall
2018-04-17 07:00 | 796.5693 | 187.151 | 244.5732 | 1423.2525 | 1033.1898 | 0 | 154.4893 | 624.8968 | 281.9675 | 457.348 | 2019.6483 | 0 | 1.6465 | 0.0055435 | 0 | 0.61241 | 0 | 0 | 1712.666 | 0 | 0 | 0 | 8938.0161 | 107 | 7 | Fall
2018-04-17 08:00 | 733.4966 | 205.0212 | 244.392 | 1455.835 | 1075.8088 | 0 | 126.6062 | 738.2648 | 373.1925 | 692.2736 | 2262.3134 | 0 | 1.7933 | 0.0055903 | 0 | 0.66705 | 0 | 0 | 1791.2787 | 0 | 0 | 0 | 9700.9488 | 107 | 8 | Fall
2018-04-17 09:00 | 675.7488 | 243.7485 | 236.1614 | 1467.1611 | 1099.1695 | 0 | 105.6726 | 845.3514 | 427.9549 | 797.1918 | 2474.8876 | 0 | 1.6495 | 0.0055243 | 0 | 0.61355 | 0 | 0 | 1845.1132 | 0 | 0 | 0 | 10220.4295 | 107 | 9 | Fall
2018-04-17 10:00 | 630.4246 | 296.8083 | 222.2482 | 1526.3522 | 1099.5999 | 0 | 96.5867 | 945.8603 | 455.032 | 854.6476 | 2638.8292 | 0 | 1.8512 | 0.0055433 | 0 | 0.68856 | 0 | 0 | 1821.6776 | 0 | 0 | 0 | 10590.6119 | 107 | 10 | Fall
2018-04-17 11:00 | 579.3507 | 372.6776 | 203.8626 | 1515.8942 | 1099.4658 | 0 | 81.9123 | 1031.7017 | 462.2699 | 875.1135 | 2689.9765 | 0 | 2.2584 | 0.005605 | 0 | 0.84004 | 0 | 0 | 1830.1657 | 0 | 0 | 0 | 10745.4945 | 107 | 11 | Fall
2018-04-17 12:00 | 538.7127 | 455.4811 | 196.1535 | 1463.4534 | 1107.1608 | 0 | 71.2594 | 1083.3386 | 458.6284 | 863.9071 | 2668.6977 | 0 | 2.5701 | 0.0055802 | 0 | 0.95596 | 0 | 0 | 1835.9158 | 0 | 0 | 0 | 10746.2402 | 107 | 12 | Fall
2018-04-17 13:00 | 473.7866 | 553.7519 | 187.43 | 1275.2261 | 1074.535 | 0 | 63.3044 | 1111.837 | 444.9337 | 830.6355 | 2591.0355 | 0 | 2.5843 | 0.0055828 | 0 | 0.96125 | 0 | 0 | 1823.3448 | 0 | 0 | 0 | 10433.3718 | 107 | 13 | Fall
2018-04-17 14:00 | 414.0037 | 670.2109 | 190.1456 | 1236.0599 | 1061.5228 | 0 | 52.8862 | 1104.7983 | 418.6017 | 784.0458 | 2458.7766 | 0 | 2.9459 | 0.0055173 | 0 | 1.0958 | 0 | 0 | 1822.6394 | 0 | 0 | 0 | 10217.7381 | 107 | 14 | Fall
2018-04-17 15:00 | 358.7348 | 807.3567 | 206.5888 | 1298.3568 | 1102.3732 | 0 | 45.856 | 1077.633 | 385.4904 | 757.0465 | 2330.8758 | 0 | 4.0409 | 0.0055919 | 0 | 1.5031 | 0 | 0 | 1802.5213 | 0 | 0 | 0 | 10178.3829 | 107 | 15 | Fall
2018-04-17 16:00 | 319.9298 | 909.4712 | 239.623 | 1481.747 | 1184.0735 | 0 | 41.2069 | 1014.0235 | 352.9692 | 598.0994 | 2232.0612 | 0 | 5.3352 | 0.005612 | 0 | 1.9845 | 0 | 0 | 1747.3211 | 0 | 0 | 0 | 10127.8511 | 107 | 16 | Fall
2018-04-17 17:00 | 287.3351 | 950.4556 | 294.7853 | 1720.316 | 1284.3501 | 0 | 39.3185 | 909.3806 | 320.6486 | 579.7085 | 2151.2535 | 0 | 6.342 | 0.0056575 | 0 | 2.359 | 0 | 0 | 1663.9883 | 0 | 0 | 0 | 10210.2468 | 107 | 17 | Fall
2018-04-17 18:00 | 266.0036 | 886.3166 | 371.3281 | 1819.3684 | 1308.0872 | 0 | 38.1913 | 783.5118 | 294.2028 | 557.5507 | 1943.2761 | 0 | 4.8448 | 0.0057116 | 0 | 1.8021 | 0 | 0 | 1643.6171 | 0 | 0 | 0 | 9918.1063 | 107 | 18 | Fall
2018-04-17 19:00 | 269.248 | 739.9831 | 489.3386 | 1757.5563 | 1267.8963 | 0 | 37.7717 | 622.2167 | 339.1619 | 521.2045 | 1848.5402 | 0 | 2.7264 | 0.005821 | 0 | 1.0141 | 0 | 0 | 1712.1128 | 0 | 0 | 0 | 9608.7764 | 107 | 19 | Fall
2018-04-17 20:00 | 276.6936 | 607.0615 | 637.1947 | 1694.2762 | 1214.3671 | 0 | 36.5036 | 497.1172 | 416.442 | 424.5607 | 1750.6478 | 0 | 2.0364 | 0.0057358 | 0 | 0.75744 | 0 | 0 | 1650.5573 | 0 | 0 | 0 | 9208.2213 | 107 | 20 | Fall
2018-04-17 21:00 | 300.987 | 515.1368 | 673.5454 | 1611.0995 | 1146.3462 | 0 | 23.1612 | 423.8372 | 384.8451 | 340.0293 | 1662.745 | 0 | 1.4968 | 0.005735 | 0 | 0.55676 | 0 | 0 | 1583.5542 | 0 | 0 | 0 | 8667.3462 | 107 | 21 | Fall
2018-04-17 22:00 | 346.3626 | 424.0826 | 364.978 | 1417.6946 | 992.6017 | 0 | 23.725 | 381.597 | 331.3103 | 277.6918 | 1607.0386 | 0 | 0.95703 | 0.0055988 | 0 | 0.35598 | 0 | 0 | 1504.2037 | 0 | 0 | 0 | 7672.6045 | 107 | 22 | Fall
2018-04-17 23:00 | 396.5375 | 355.1736 | 136.2515 | 1058.3079 | 910.8216 | 0 | 28.524 | 353.4449 | 297.0712 | 239.8538 | 1570.8671 | 0 | 0.68137 | 0.005445 | 0 | 0.25344 | 0 | 0 | 1471.501 | 0 | 0 | 0 | 6819.2945 | 107 | 23 | Fall
2018-04-18 | 439.4094 | 301.7577 | 86.4419 | 748.7703 | 881.4696 | 0 | 32.9495 | 302.7705 | 279.5264 | 198.2689 | 1505.9626 | 0 | 0.3791 | 0.005309 | 0 | 0.14101 | 0 | 0 | 1461.8719 | 0 | 0 | 0 | 6239.7242 | 108 | 0 | Fall
2018-04-18 01:00 | 463.25 | 270.2318 | 79.1981 | 542.454 | 866.1666 | 0 | 29.6312 | 278.1431 | 269.5294 | 176.6527 | 1478.1875 | 0 | 0.24385 | 0.0059174 | 0 | 0.090702 | 0 | 0 | 1469.4236 | 0 | 0 | 0 | 5923.2083 | 108 | 1 | Fall
2018-04-18 02:00 | 522.0852 | 239.7422 | 77.6273 | 477.3433 | 859.1739 | 0 | 34.3038 | 277.5492 | 266.5707 | 165.5182 | 1447.029 | 0 | 0.11459 | 0.0058684 | 0 | 0.042623 | 0 | 0 | 1490.7603 | 0 | 0 | 0 | 5857.8662 | 108 | 2 | Fall
2018-04-18 03:00 | 560.911 | 219.2037 | 77.6273 | 470.8872 | 859.9845 | 0 | 38.7204 | 294.3699 | 267.699 | 169.2664 | 1412.9785 | 0 | 0.15114 | 0.0060257 | 0 | 0.056217 | 0 | 0 | 1511.7245 | 0 | 0 | 0 | 5883.5857 | 108 | 3 | Fall
2018-04-18 04:00 | 611.5476 | 196.0404 | 77.8861 | 555.1149 | 878.1055 | 0 | 48.9205 | 322.5654 | 278.346 | 201.4522 | 1415.3208 | 0 | 0.085483 | 0.0061919 | 0 | 0.031796 | 0 | 0 | 1600.9171 | 0 | 0 | 0 | 6186.34 | 108 | 4 | Fall
2018-04-18 05:00 | 667.7787 | 185.2899 | 90.1584 | 853.6907 | 904.316 | 0 | 71.5377 | 402.4339 | 308.3191 | 253.4678 | 1476.3328 | 0 | 0.36224 | 0.0062545 | 0 | 0.13474 | 0 | 0 | 1738.7704 | 0 | 0 | 0 | 6952.5985 | 108 | 5 | Fall
2018-04-18 06:00 | 716.8801 | 185.4875 | 180.2405 | 1248.789 | 960.044 | 0 | 142.8634 | 520.7662 | 263.5811 | 334.1533 | 1786.7213 | 0 | 0.91655 | 0.0055828 | 0 | 0.34092 | 0 | 0 | 1694.653 | 0 | 0 | 0 | 8035.4423 | 108 | 6 | Fall
2018-04-18 07:00 | 658.7583 | 189.0464 | 245.2309 | 1383.4421 | 1031.9254 | 0 | 108.3094 | 650.214 | 279.4269 | 457.235 | 2024.559 | 0 | 1.6436 | 0.0055635 | 0 | 0.61134 | 0 | 0 | 1710.404 | 0 | 0 | 0 | 8740.8118 | 108 | 7 | Fall
2018-04-18 08:00 | 524.9827 | 199.2675 | 246.3282 | 1433.5718 | 1076.0981 | 0 | 72.3196 | 769.8471 | 369.9993 | 691.7385 | 2265.9667 | 0 | 1.782 | 0.0055622 | 0 | 0.66283 | 0 | 0 | 1780.3659 | 0 | 0 | 0 | 9432.9358 | 108 | 8 | Fall
2018-04-18 09:00 | 405.2888 | 217.5631 | 236.2869 | 1476.2575 | 1097.9873 | 0 | 42.1577 | 897.285 | 426.9046 | 796.5923 | 2476.1416 | 0 | 1.6393 | 0.0055535 | 0 | 0.60976 | 0 | 0 | 1834.0095 | 0 | 0 | 0 | 9908.729 | 108 | 9 | Fall
2018-04-18 10:00 | 290.1577 | 272.8085 | 220.2088 | 1529.1708 | 1097.2061 | 0 | 22.0567 | 1040.0514 | 454.7857 | 855.7846 | 2638.4569 | 0 | 1.834 | 0.0055359 | 0 | 0.68217 | 0 | 0 | 1804.727 | 0 | 0 | 0 | 10227.9359 | 108 | 10 | Fall
2018-04-18 11:00 | 192.1954 | 353.4542 | 204.4562 | 1509.9976 | 1098.8646 | 0 | 10.6529 | 1147.2089 | 462.2038 | 873.3835 | 2687.2316 | 0 | 2.2485 | 0.0055868 | 0 | 0.83634 | 0 | 0 | 1822.1552 | 0 | 0 | 0 | 10364.8944 | 108 | 11 | Fall
2018-04-18 12:00 | 134.0328 | 480.4728 | 194.8639 | 1442.6171 | 1106.0236 | 0 | 5.9594 | 1224.2801 | 458.607 | 864.0777 | 2665.233 | 0 | 2.5784 | 0.0056135 | 0 | 0.95904 | 0 | 0 | 1841.5266 | 0 | 0 | 0 | 10421.237 | 108 | 12 | Fall
2018-04-18 13:00 | 86.4071 | 639.6689 | 186.6165 | 1285.425 | 1073.6767 | 0 | 4.3757 | 1270.1165 | 444.7941 | 827.926 | 2587.6906 | 0 | 2.5928 | 0.0055759 | 0 | 0.96442 | 0 | 0 | 1829.0572 | 0 | 0 | 0 | 10239.3171 | 108 | 13 | Fall
2018-04-18 14:00 | 49.8094 | 755.2144 | 188.7792 | 1251.7991 | 1060.6309 | 0 | 3.2961 | 1248.0069 | 418.3252 | 784.5357 | 2454.409 | 0 | 2.9727 | 0.0055894 | 0 | 1.1057 | 0 | 0 | 1839.1802 | 0 | 0 | 0 | 10058.0701 | 108 | 14 | Fall
2018-04-18 15:00 | 25.1045 | 873.0364 | 206.5057 | 1338.4147 | 1102.554 | 0 | 2.851 | 1196.5115 | 385.0426 | 755.8482 | 2323.7506 | 0 | 4.0863 | 0.005681 | 0 | 1.5199 | 0 | 0 | 1822.8256 | 0 | 0 | 0 | 10038.0567 | 108 | 15 | Fall
2018-04-18 16:00 | 14.964 | 999.3747 | 239.1068 | 1499.6761 | 1185.0345 | 0 | 2.8556 | 1125.4675 | 352.7135 | 598.1808 | 2226.2753 | 0 | 5.3853 | 0.0056678 | 0 | 2.0031 | 0 | 0 | 1763.7925 | 0 | 0 | 0 | 10014.8353 | 108 | 16 | Fall
2018-04-18 17:00 | 9.6362 | 1083.9028 | 293.178 | 1791.8733 | 1283.7279 | 0 | 3.1191 | 1018.1933 | 320.485 | 577.6955 | 2145.2711 | 0 | 6.384 | 0.0056805 | 0 | 2.3746 | 0 | 0 | 1675.1056 | 0 | 0 | 0 | 10210.9521 | 108 | 17 | Fall
2018-04-18 18:00 | 7.3792 | 1031.0257 | 367.4435 | 1868.7804 | 1304.5683 | 0 | 3.9835 | 883.3071 | 293.9396 | 558.0087 | 1939.6489 | 0 | 4.9093 | 0.0058588 | 0 | 1.8261 | 0 | 0 | 1665.2661 | 0 | 0 | 0 | 9930.0922 | 108 | 18 | Fall
2018-04-18 19:00 | 12.4763 | 855.7518 | 487.7309 | 1767.2675 | 1267.8303 | 0 | 6.3283 | 703.6515 | 334.3838 | 520.7921 | 1847.6458 | 0 | 2.7569 | 0.0058786 | 0 | 1.0254 | 0 | 0 | 1731.4619 | 0 | 0 | 0 | 9539.1084 | 108 | 19 | Fall
2018-04-18 20:00 | 23.2353 | 691.5347 | 637.7402 | 1705.1541 | 1214.4708 | 0 | 8.2698 | 553.5808 | 416.9044 | 427.1818 | 1751.3338 | 0 | 2.0561 | 0.0058968 | 0 | 0.76479 | 0 | 0 | 1666.6481 | 0 | 0 | 0 | 9098.8806 | 108 | 20 | Fall
2018-04-18 21:00 | 35.8564 | 569.9018 | 681.0491 | 1647.114 | 1147.937 | 0 | 6.7162 | 457.0144 | 387.4343 | 339.7416 | 1664.7943 | 0 | 1.5062 | 0.0058123 | 0 | 0.56023 | 0 | 0 | 1594.1939 | 0 | 0 | 0 | 8533.8252 | 108 | 21 | Fall
2018-04-18 22:00 | 56.3513 | 455.7572 | 363.437 | 1406.7298 | 991.9601 | 0 | 6.9752 | 405.8142 | 334.9043 | 280.1082 | 1608.5029 | 0 | 0.96644 | 0.0056523 | 0 | 0.35948 | 0 | 0 | 1519.2397 | 0 | 0 | 0 | 7431.1115 | 108 | 22 | Fall
2018-04-18 23:00 | 81.9192 | 373.745 | 134.8301 | 1023.2532 | 909.7085 | 0 | 8.7255 | 372.087 | 299.0758 | 241.5218 | 1571.4723 | 0 | 0.69218 | 0.0056537 | 0 | 0.25746 | 0 | 0 | 1494.9319 | 0 | 0 | 0 | 6512.2256 | 108 | 23 | Fall
2018-04-19 | 103.6497 | 303.3724 | 86.287 | 755.1367 | 880.9687 | 0 | 9.6369 | 312.0286 | 280.3765 | 201.4261 | 1505.1196 | 0 | 0.38377 | 0.0055298 | 0 | 0.14275 | 0 | 0 | 1480.4598 | 0 | 0 | 0 | 5918.9939 | 109 | 0 | Fall
2018-04-19 01:00 | 117.0768 | 254.7778 | 79.1774 | 557.2284 | 866.0255 | 0 | 6.5812 | 283.6846 | 269.4236 | 176.0899 | 1473.7262 | 0 | 0.24868 | 0.0054743 | 0 | 0.0925 | 0 | 0 | 1498.5719 | 0 | 0 | 0 | 5582.7099 | 109 | 1 | Fall
2018-04-19 02:00 | 149.4619 | 219.0318 | 77.6273 | 481.2897 | 859.0502 | 0 | 8.0502 | 284.2171 | 266.5045 | 166.9348 | 1441.5905 | 0 | 0.11714 | 0.0054599 | 0 | 0.043571 | 0 | 0 | 1526.6722 | 0 | 0 | 0 | 5480.5962 | 109 | 2 | Fall
2018-04-19 03:00 | 182.5304 | 189.4959 | 77.6273 | 469.4188 | 859.98 | 0 | 10.3853 | 298.9309 | 267.7548 | 169.5632 | 1406.1367 | 0 | 0.1562 | 0.005657 | 0 | 0.058099 | 0 | 0 | 1560.3616 | 0 | 0 | 0 | 5492.4049 | 109 | 3 | Fall
2018-04-19 04:00 | 221.476 | 170.688 | 77.8855 | 548.6368 | 877.9859 | 0 | 14.381 | 325.7442 | 278.5034 | 200.0046 | 1407.606 | 0 | 0.087717 | 0.0066119 | 0 | 0.032627 | 0 | 0 | 1643.3642 | 0 | 0 | 0 | 5766.4026 | 109 | 4 | Fall
2018-04-19 05:00 | 259.1356 | 154.039 | 89.8957 | 825.7308 | 904.0501 | 0 | 23.1528 | 408.0222 | 308.7658 | 255.5201 | 1468.3202 | 0 | 0.36782 | 0.0065332 | 0 | 0.13681 | 0 | 0 | 1766.6788 | 0 | 0 | 0 | 6463.8222 | 109 | 5 | Fall
2018-04-19 06:00 | 283.7828 | 150.6604 | 179.0042 | 1232.1948 | 960.3056 | 0 | 67.77 | 535.9125 | 263.5046 | 336.1578 | 1779.6201 | 0 | 0.92452 | 0.0056945 | 0 | 0.34389 | 0 | 0 | 1709.9087 | 0 | 0 | 0 | 7500.0957 | 109 | 6 | Fall
2018-04-19 07:00 | 260.8443 | 148.1727 | 246.5101 | 1404.9366 | 1033.6168 | 0 | 52.4821 | 671.8209 | 282.4932 | 457.2042 | 2017.8965 | 0 | 1.6496 | 0.0056112 | 0 | 0.61357 | 0 | 0 | 1716.3603 | 0 | 0 | 0 | 8294.6064 | 109 | 7 | Fall
2018-04-19 08:00 | 210.2807 | 156.0831 | 246.9227 | 1407.8569 | 1076.0259 | 0 | 34.0995 | 786.0334 | 373.2298 | 690.0427 | 2257.9883 | 0 | 1.7921 | 0.0049132 | 0 | 0.66659 | 0 | 0 | 1790.6871 | 0 | 0 | 0 | 9031.7136 | 109 | 8 | Fall
2018-04-19 09:00 | 170.766 | 181.4894 | 237.7942 | 1462.5918 | 1099.7527 | 0 | 22.9916 | 885.513 | 427.9351 | 793.4908 | 2464.3516 | 0 | 1.6457 | 0.0055956 | 0 | 0.61215 | 0 | 0 | 1841.127 | 0 | 0 | 0 | 9590.0668 | 109 | 9 | Fall
2018-04-19 10:00 | 145.4228 | 231.8485 | 222.1607 | 1496.0805 | 1098.8446 | 0 | 18.2356 | 993.6518 | 454.9391 | 852.9325 | 2619.0307 | 0 | 1.8402 | 0.0055081 | 0 | 0.68447 | 0 | 0 | 1810.4703 | 0 | 0 | 0 | 9946.1472 | 109 | 10 | Fall
2018-04-19 11:00 | 129.6065 | 310.2225 | 203.6205 | 1459.9073 | 1098.3437 | 0 | 15.3126 | 1095.3199 | 462.2158 | 873.1243 | 2659.1363 | 0 | 2.2503 | 0.0055254 | 0 | 0.83702 | 0 | 0 | 1823.7926 | 0 | 0 | 0 | 10133.695 | 109 | 11 | Fall
2018-04-19 12:00 | 139.0939 | 414.568 | 194.8867 | 1417.1573 | 1106.4308 | 0 | 16.192 | 1152.7939 | 458.611 | 863.1961 | 2631.5079 | 0 | 2.5734 | 0.0055236 | 0 | 0.95719 | 0 | 0 | 1838.1806 | 0 | 0 | 0 | 10236.1541 | 109 | 12 | Fall
2018-04-19 13:00 | 127.4242 | 521.4667 | 187.3315 | 1291.3547 | 1074.3089 | 0 | 18.0697 | 1179.1819 | 444.7978 | 826.3172 | 2553.0501 | 0 | 2.6083 | 0.0055288 | 0 | 0.97018 | 0 | 0 | 1839.93 | 0 | 0 | 0 | 10066.8167 | 109 | 13 | Fall
2018-04-19 14:00 | 108.6877 | 640.2796 | 189.7801 | 1207.4096 | 1061.8007 | 0 | 16.2643 | 1174.7067 | 418.3259 | 784.1092 | 2424.9496 | 0 | 2.9983 | 0.0055519 | 0 | 1.1153 | 0 | 0 | 1855.1118 | 0 | 0 | 0 | 9885.5443 | 109 | 14 | Fall
2018-04-19 15:00 | 101.3116 | 775.8569 | 207.6006 | 1312.4372 | 1104.2506 | 0 | 15.4157 | 1145.5108 | 385.0428 | 753.4732 | 2305.3861 | 0 | 4.1287 | 0.0055702 | 0 | 1.5357 | 0 | 0 | 1841.4355 | 0 | 0 | 0 | 9953.3909 | 109 | 15 | Fall
2018-04-19 16:00 | 93.8253 | 868.8212 | 238.7207 | 1526.9727 | 1184.8427 | 0 | 16.2768 | 1069.9867 | 352.7128 | 599.4657 | 2218.8984 | 0 | 5.4826 | 0.0056014 | 0 | 2.0393 | 0 | 0 | 1795.6221 | 0 | 0 | 0 | 9973.6726 | 109 | 16 | Fall
2018-04-19 17:00 | 83.5619 | 909.1673 | 291.6893 | 1737.8458 | 1282.1941 | 0 | 16.9284 | 947.9965 | 320.4859 | 575.9851 | 2147.8031 | 0 | 6.4957 | 0.0056452 | 0 | 2.4161 | 0 | 0 | 1704.2304 | 0 | 0 | 0 | 10026.8052 | 109 | 17 | Fall
2018-04-19 18:00 | 73.4383 | 847.5171 | 366.7398 | 1788.9898 | 1303.6761 | 0 | 17.4089 | 811.4882 | 293.9385 | 556.2361 | 1949.5547 | 0 | 4.9372 | 0.0057397 | 0 | 1.8364 | 0 | 0 | 1674.7802 | 0 | 0 | 0 | 9690.5469 | 109 | 18 | Fall
2018-04-19 19:00 | 72.9176 | 689.0386 | 488.0286 | 1747.4259 | 1267.9754 | 0 | 18.5793 | 638.7095 | 334.3639 | 517.301 | 1862.2369 | 0 | 2.7799 | 0.0058217 | 0 | 1.034 | 0 | 0 | 1745.8179 | 0 | 0 | 0 | 9386.2143 | 109 | 19 | Fall
2018-04-19 20:00 | 79.9461 | 520.5023 | 642.648 | 1691.2514 | 1215.1622 | 0 | 20.1326 | 485.1411 | 416.262 | 422.0353 | 1767.361 | 0 | 2.0791 | 0.0057892 | 0 | 0.77333 | 0 | 0 | 1684.7976 | 0 | 0 | 0 | 8948.0978 | 109 | 20 | Fall
2018-04-19 21:00 | 88.9489 | 397.1084 | 678.2646 | 1608.1779 | 1148.3981 | 0 | 8.9389 | 401.9828 | 384.679 | 337 | 1678.2702 | 0 | 1.5144 | 0.0056253 | 0 | 0.56329 | 0 | 0 | 1602.3781 | 0 | 0 | 0 | 8336.2302 | 109 | 21 | Fall
2018-04-19 22:00 | 112.6749 | 286.1445 | 364.555 | 1413.0568 | 992.2035 | 0 | 9.2268 | 358.7571 | 331.3634 | 277.2667 | 1615.7561 | 0 | 0.96036 | 0.0055041 | 0 | 0.35721 | 0 | 0 | 1509.2022 | 0 | 0 | 0 | 7271.53 | 109 | 22 | Fall
2018-04-19 23:00 | 146.6395 | 213.9192 | 134.9171 | 1054.793 | 909.4876 | 0 | 11.5629 | 331.608 | 297.3906 | 239.3034 | 1570.2167 | 0 | 0.68105 | 0.0053684 | 0 | 0.25332 | 0 | 0 | 1470.5877 | 0 | 0 | 0 | 6381.3655 | 109 | 23 | Fall
2018-04-20 | 180.2218 | 175.2784 | 86.0776 | 723.7294 | 880.911 | 0 | 14.3068 | 280.8103 | 279.9786 | 197.7384 | 1499.6921 | 0 | 0.37853 | 0.0053394 | 0 | 0.1408 | 0 | 0 | 1461.1601 | 0 | 0 | 0 | 5780.4292 | 110 | 0 | Winter
2018-04-20 01:00 | 209.8579 | 158.5173 | 79.2621 | 560.764 | 866.17 | 0 | 12.7599 | 259.4807 | 269.2631 | 174.641 | 1478.7407 | 0 | 0.24443 | 0.0058665 | 0 | 0.090918 | 0 | 0 | 1472.4215 | 0 | 0 | 0 | 5542.2193 | 110 | 1 | Winter
2018-04-20 02:00 | 260.2956 | 132.9146 | 77.6273 | 486.5647 | 859.1829 | 0 | 15.8212 | 263.0052 | 266.4351 | 166.5123 | 1445.3137 | 0 | 0.11558 | 0.0058448 | 0 | 0.042993 | 0 | 0 | 1509.2628 | 0 | 0 | 0 | 5483.0999 | 110 | 2 | Winter
2018-04-20 03:00 | 316.5856 | 126.03 | 77.6273 | 463.5432 | 859.9766 | 0 | 18.9457 | 280.4332 | 267.7569 | 168.8308 | 1409.2703 | 0 | 0.15294 | 0.0059595 | 0 | 0.056886 | 0 | 0 | 1528.3984 | 0 | 0 | 0 | 5517.6137 | 110 | 3 | Winter
2018-04-20 04:00 | 371.1198 | 108.978 | 77.8685 | 564.255 | 878.0277 | 0 | 24.1004 | 309.286 | 278.5651 | 199.1677 | 1411.641 | 0 | 0.08635 | 0.006144 | 0 | 0.032118 | 0 | 0 | 1619.0731 | 0 | 0 | 0 | 5842.2069 | 110 | 4 | Winter
2018-04-20 05:00 | 425.0982 | 104.1978 | 89.989 | 856.5139 | 904.1967 | 0 | 38.7664 | 390.4039 | 308.9087 | 254.2236 | 1471.3644 | 0 | 0.36304 | 0.0074427 | 0 | 0.13504 | 0 | 0 | 1742.2321 | 0 | 0 | 0 | 6586.4002 | 110 | 5 | Winter
2018-04-20 06:00 | 467.8776 | 103.004 | 180.3193 | 1249.5439 | 960.1995 | 0 | 102.8818 | 509.7407 | 263.654 | 333.6419 | 1781.3974 | 0 | 0.91961 | 0.0053769 | 0 | 0.34206 | 0 | 0 | 1699.3818 | 0 | 0 | 0 | 7652.9089 | 110 | 6 | Winter
2018-04-20 07:00 | 457.4159 | 106.9942 | 246.8912 | 1475.26 | 1033.0713 | 0 | 86.8283 | 633.3631 | 282.7219 | 453.3453 | 2020.5106 | 0 | 1.643 | 0.0054146 | 0 | 0.61113 | 0 | 0 | 1709.0559 | 0 | 0 | 0 | 8507.7173 | 110 | 7 | Winter
2018-04-20 08:00 | 422.673 | 108.7533 | 244.4379 | 1453.6966 | 1074.8496 | 0 | 67.9963 | 723.0027 | 373.5291 | 689.2036 | 2263.4399 | 0 | 1.7822 | 0.0054385 | 0 | 0.6629 | 0 | 0 | 1780.2282 | 0 | 0 | 0 | 9204.2606 | 110 | 8 | Winter
2018-04-20 09:00 | 391.7861 | 111.9374 | 234.428 | 1485.8392 | 1098.1799 | 0 | 57.338 | 793.0248 | 428.1539 | 792.0123 | 2475.5218 | 0 | 1.6433 | 0.0054322 | 0 | 0.61123 | 0 | 0 | 1837.8024 | 0 | 0 | 0 | 9708.2836 | 110 | 9 | Winter
2018-04-20 10:00 | 351.8045 | 123.6628 | 219.3272 | 1508.7676 | 1097.5324 | 0 | 48.0824 | 868.9555 | 455.0525 | 847.142 | 2639.1871 | 0 | 1.858 | 0.0054444 | 0 | 0.6911 | 0 | 0 | 1828.205 | 0 | 0 | 0 | 9990.2735 | 110 | 10 | Winter
2018-04-20 11:00 | 303.4644 | 155.6417 | 203.4926 | 1495.3222 | 1098.5428 | 0 | 36.9143 | 947.3938 | 462.2472 | 870.0243 | 2690.1353 | 0 | 2.2773 | 0.0055166 | 0 | 0.84707 | 0 | 0 | 1845.6009 | 0 | 0 | 0 | 10111.9093 | 110 | 11 | Winter
2018-04-20 12:00 | 254.2062 | 212.3889 | 194.0965 | 1427.9106 | 1106.9144 | 0 | 28.0012 | 1007.4139 | 458.6161 | 858.4022 | 2668.8029 | 0 | 2.6215 | 0.0055344 | 0 | 0.9751 | 0 | 0 | 1872.1943 | 0 | 0 | 0 | 10092.5493 | 110 | 12 | Winter
2018-04-20 13:00 | 206.0207 | 291.0624 | 187.8 | 1319.0343 | 1075.5658 | 0 | 23.5952 | 1047.7692 | 444.7996 | 825.0176 | 2591.1365 | 0 | 2.6583 | 0.0055352 | 0 | 0.98879 | 0 | 0 | 1875.361 | 0 | 0 | 0 | 9890.8149 | 110 | 13 | Winter
2018-04-20 14:00 | 187.7965 | 381.8007 | 189.6788 | 1221.8578 | 1062.0717 | 0 | 22.3297 | 1034.6869 | 418.3241 | 781.5233 | 2458.6795 | 0 | 3.074 | 0.0055846 | 0 | 1.1434 | 0 | 0 | 1901.7853 | 0 | 0 | 0 | 9664.7574 | 110 | 14 | Winter
2018-04-20 15:00 | 162.5645 | 484.3147 | 206.4237 | 1272.7018 | 1103.6837 | 0 | 22.7069 | 995.3905 | 385.0424 | 750.1526 | 2330.3807 | 0 | 4.2628 | 0.0056533 | 0 | 1.5856 | 0 | 0 | 1901.3528 | 0 | 0 | 0 | 9620.5685 | 110 | 15 | Winter
2018-04-20 16:00 | 144.8364 | 580.5418 | 238.2164 | 1446.0144 | 1183.7279 | 0 | 21.7245 | 940.3905 | 352.7127 | 599.6337 | 2231.4381 | 0 | 5.603 | 0.0056907 | 0 | 2.0841 | 0 | 0 | 1835.0006 | 0 | 0 | 0 | 9581.9296 | 110 | 16 | Winter
2018-04-20 17:00 | 135.5021 | 652.6105 | 292.8926 | 1729.7862 | 1281.2393 | 0 | 22.3188 | 839.2507 | 320.4995 | 576.1808 | 2150.4236 | 0 | 6.5918 | 0.0056826 | 0 | 2.4519 | 0 | 0 | 1729.4361 | 0 | 0 | 0 | 9739.1895 | 110 | 17 | Winter
2018-04-20 18:00 | 129.6162 | 619.5662 | 368.2567 | 1819.2218 | 1304.2533 | 0 | 22.9166 | 722.1722 | 293.9528 | 556.0509 | 1942.5304 | 0 | 5.0286 | 0.0057493 | 0 | 1.8704 | 0 | 0 | 1705.7967 | 0 | 0 | 0 | 9491.2387 | 110 | 18 | Winter
2018-04-20 19:00 | 134.1426 | 522.7234 | 487.9884 | 1763.8086 | 1267.338 | 0 | 24.0495 | 583.7879 | 333.0522 | 520.7228 | 1847.9887 | 0 | 2.8065 | 0.0058798 | 0 | 1.0439 | 0 | 0 | 1762.4818 | 0 | 0 | 0 | 9251.9401 | 110 | 19 | Winter
2018-04-20 20:00 | 145.2895 | 432.5983 | 639.7452 | 1703.4081 | 1215.0398 | 0 | 25.2368 | 472.1929 | 416.2357 | 426.5218 | 1750.3133 | 0 | 2.0845 | 0.0057967 | 0 | 0.77534 | 0 | 0 | 1689.3514 | 0 | 0 | 0 | 8918.7985 | 110 | 20 | Winter
2018-04-20 21:00 | 165.0569 | 365.099 | 680.4765 | 1643.107 | 1148.7798 | 0 | 11.4238 | 406.4483 | 384.597 | 339.5497 | 1662.5902 | 0 | 1.5197 | 0.0056441 | 0 | 0.56527 | 0 | 0 | 1607.7898 | 0 | 0 | 0 | 8417.0084 | 110 | 21 | Winter
2018-04-20 22:00 | 204.9576 | 291.3151 | 366.0077 | 1420.4981 | 992.833 | 0 | 12.1557 | 360.3337 | 331.1797 | 279.8314 | 1606.9977 | 0 | 0.96389 | 0.0054774 | 0 | 0.35853 | 0 | 0 | 1514.9823 | 0 | 0 | 0 | 7382.4199 | 110 | 22 | Winter
2018-04-20 23:00 | 243.1728 | 233.805 | 135.6314 | 1043.9551 | 910.6311 | 0 | 17.7222 | 331.156 | 297.0686 | 240.9042 | 1570.7655 | 0 | 0.68216 | 0.0053931 | 0 | 0.25374 | 0 | 0 | 1473.3396 | 0 | 0 | 0 | 6499.0928 | 110 | 23 | Winter
2018-04-21 | 285.5569 | 203.4372 | 86.0706 | 678.8449 | 881.3058 | 0 | 20.1033 | 278.0168 | 279.5245 | 201.1251 | 1506.1533 | 0 | 0.37714 | 0.0052645 | 0 | 0.14028 | 0 | 0 | 1455.4843 | 0 | 0 | 0 | 5876.1453 | 111 | 0 | Fall
2018-04-21 01:00 | 315.9669 | 169.7484 | 79.1618 | 539.3341 | 866.159 | 0 | 22.1595 | 286.3337 | 255.9752 | 165.2887 | 1557.1641 | 0 | 0.24221 | 0.0058017 | 0 | 0.090093 | 0 | 0 | 1460.2121 | 0 | 0 | 0 | 5717.8415 | 111 | 1 | Fall
2018-04-21 02:00 | 367.2496 | 142.1841 | 77.3015 | 473.1082 | 859.2075 | 0 | 23.3438 | 279.975 | 250.1968 | 168.3734 | 1530.9542 | 0 | 0.11433 | 0.005855 | 0 | 0.042526 | 0 | 0 | 1489.6031 | 0 | 0 | 0 | 5661.6599 | 111 | 2 | Fall
2018-04-21 03:00 | 418.5724 | 134.1135 | 77.3015 | 465.2158 | 859.9866 | 0 | 26.1163 | 284.0903 | 248.3003 | 183.8803 | 1497.1429 | 0 | 0.15085 | 0.0059455 | 0 | 0.05611 | 0 | 0 | 1513.0164 | 0 | 0 | 0 | 5707.9492 | 111 | 3 | Fall
2018-04-21 04:00 | 495.2686 | 121.1262 | 77.8113 | 477.262 | 877.3346 | 0 | 33.542 | 299.6564 | 250.4716 | 200.3183 | 1449.9068 | 0 | 0.083902 | 0.0060774 | 0 | 0.031208 | 0 | 0 | 1577.5397 | 0 | 0 | 0 | 5860.3588 | 111 | 4 | Fall
2018-04-21 05:00 | 577.3156 | 116.769 | 84.0953 | 566.4616 | 898.9943 | 0 | 47.996 | 326.8852 | 255.7728 | 230.826 | 1396.508 | 0 | 0.35547 | 0.0061819 | 0 | 0.13222 | 0 | 0 | 1706.3686 | 0 | 0 | 0 | 6208.4863 | 111 | 5 | Fall
2018-04-21 06:00 | 611.5543 | 113.3538 | 122.5105 | 825.6751 | 929.47 | 0 | 114.0845 | 393.0473 | 169.6697 | 285.1713 | 1505.2127 | 0 | 0.90315 | 0.0054455 | 0 | 0.33593 | 0 | 0 | 1669.8605 | 0 | 0 | 0 | 6740.8544 | 111 | 6 | Fall
2018-04-21 07:00 | 559.2126 | 114.5085 | 193.6948 | 1183.2154 | 993.6038 | 0 | 90.2312 | 446.5472 | 144.6223 | 325.6261 | 1486.0485 | 0 | 1.6339 | 0.0055721 | 0 | 0.60775 | 0 | 0 | 1700.6702 | 0 | 0 | 0 | 7240.228 | 111 | 7 | Fall
2018-04-21 08:00 | 465.7146 | 130.2991 | 258.5753 | 1475.0961 | 1082.1215 | 0 | 69.2613 | 512.028 | 189.3831 | 462.4876 | 1459.9881 | 0 | 1.7866 | 0.0055595 | 0 | 0.66452 | 0 | 0 | 1785.339 | 0 | 0 | 0 | 7892.7504 | 111 | 8 | Fall
2018-04-21 09:00 | 384.1317 | 148.2697 | 287.798 | 1595.7252 | 1132.2904 | 0 | 53.5134 | 603.1471 | 216.2907 | 522.621 | 1471.5645 | 0 | 1.6623 | 0.0056101 | 0 | 0.61832 | 0 | 0 | 1860.064 | 0 | 0 | 0 | 8277.7018 | 111 | 9 | Fall
2018-04-21 10:00 | 305.4878 | 173.3692 | 282.3264 | 1603.074 | 1137.7154 | 0 | 39.1282 | 687.8832 | 230.3457 | 558.7028 | 1533.5512 | 0 | 1.8581 | 0.0055579 | 0 | 0.69114 | 0 | 0 | 1828.3978 | 0 | 0 | 0 | 8382.5364 | 111 | 10 | Fall
2018-04-21 11:00 | 239.7911 | 212.8275 | 261.8229 | 1640.1861 | 1141.5801 | 0 | 30.105 | 759.8956 | 237.352 | 594.5811 | 1574.19 | 0 | 2.2761 | 0.0049624 | 0 | 0.84663 | 0 | 0 | 1844.5348 | 0 | 0 | 0 | 8539.9938 | 111 | 11 | Fall
2018-04-21 12:00 | 187.1215 | 280.3097 | 249.9319 | 1675.1477 | 1151.7004 | 0 | 23.7282 | 827.3033 | 239.1115 | 616.9498 | 1597.9018 | 0 | 2.5776 | 0.0049465 | 0 | 0.95875 | 0 | 0 | 1841.3522 | 0 | 0 | 0 | 8694.0992 | 111 | 12 | Fall
2018-04-21 13:00 | 125.5096 | 344.655 | 242.4146 | 1544.5746 | 1120.3148 | 0 | 18.7769 | 853.0601 | 238.5164 | 631.3067 | 1609.9614 | 0 | 2.5884 | 0.004936 | 0 | 0.96278 | 0 | 0 | 1826.2769 | 0 | 0 | 0 | 8558.9231 | 111 | 13 | Fall
2018-04-21 14:00 | 91.8203 | 382.0829 | 244.944 | 1470.933 | 1105.4829 | 0 | 16.2332 | 826.1008 | 234.9383 | 632.3138 | 1631.1355 | 0 | 2.9558 | 0.0050061 | 0 | 1.0994 | 0 | 0 | 1829.1428 | 0 | 0 | 0 | 8469.1878 | 111 | 14 | Fall
2018-04-21 15:00 | 67.0811 | 422.195 | 255.9318 | 1511.0257 | 1149.6346 | 0 | 13.9339 | 782.3658 | 229.9111 | 621.7416 | 1678.883 | 0 | 4.0406 | 0.0057479 | 0 | 1.5029 | 0 | 0 | 1802.509 | 0 | 0 | 0 | 8540.7619 | 111 | 15 | Fall
2018-04-21 16:00 | 50.2439 | 472.2679 | 281.2852 | 1651.6341 | 1229.5754 | 0 | 12.7439 | 745.3064 | 225.8078 | 521.1035 | 1741.6208 | 0 | 5.3204 | 0.0058037 | 0 | 1.979 | 0 | 0 | 1742.7825 | 0 | 0 | 0 | 8681.6764 | 111 | 16 | Fall
2018-04-21 17:00 | 41.088 | 512.0968 | 320.0965 | 1798.6292 | 1317.0025 | 0 | 12.2926 | 687.1557 | 223.5492 | 504.8052 | 1803.5482 | 0 | 6.2612 | 0.0051287 | 0 | 2.3289 | 0 | 0 | 1643.2033 | 0 | 0 | 0 | 8872.0624 | 111 | 17 | Fall
2018-04-21 18:00 | 47.0022 | 469.6766 | 386.373 | 1864.147 | 1327.5785 | 0 | 15.0143 | 613.6411 | 222.7556 | 477.4311 | 1709.4431 | 0 | 4.7914 | 0.0051893 | 0 | 1.7822 | 0 | 0 | 1625.707 | 0 | 0 | 0 | 8765.3483 | 111 | 18 | Fall
2018-04-21 19:00 | 57.421 | 401.364 | 509.4566 | 1774.6032 | 1288.0142 | 0 | 21.0563 | 540.1128 | 282.9213 | 436.1771 | 1699.4077 | 0 | 2.6642 | 0.0059334 | 0 | 0.99096 | 0 | 0 | 1673.6633 | 0 | 0 | 0 | 8687.8584 | 111 | 19 | Fall
2018-04-21 20:00 | 74.6301 | 330.2248 | 662.423 | 1696.6841 | 1228.4427 | 0 | 27.3504 | 479.6146 | 382.351 | 381.8795 | 1680.8259 | 0 | 2.0106 | 0.0052209 | 0 | 0.74788 | 0 | 0 | 1630.3896 | 0 | 0 | 0 | 8577.5794 | 111 | 20 | Fall
2018-04-21 21:00 | 114.4724 | 289.6026 | 708.1482 | 1588.8881 | 1162.0309 | 0 | 15.586 | 412.7443 | 359.3392 | 331.1718 | 1637.0345 | 0 | 1.5092 | 0.0058238 | 0 | 0.56134 | 0 | 0 | 1597.3832 | 0 | 0 | 0 | 8218.4775 | 111 | 21 | Fall
2018-04-21 22:00 | 172.9622 | 243.7931 | 398.0483 | 1339.4463 | 1007.0139 | 0 | 19.0845 | 366.7354 | 310.6487 | 265.2462 | 1581.5595 | 0 | 0.98333 | 0.0058129 | 0 | 0.36576 | 0 | 0 | 1545.447 | 0 | 0 | 0 | 7251.3399 | 111 | 22 | Fall
2018-04-21 23:00 | 228.1697 | 192.5377 | 146.3046 | 974.6286 | 918.5056 | 0 | 25.9127 | 326.5858 | 276.083 | 210.4154 | 1542.7824 | 0 | 0.70083 | 0.0056961 | 0 | 0.26068 | 0 | 0 | 1513.3942 | 0 | 0 | 0 | 6356.287 | 111 | 23 | Fall
2018-04-22 | 296.4872 | 171.4369 | 89.2514 | 705.7144 | 885.2637 | 0 | 29.6349 | 297.5883 | 262.7998 | 175.6438 | 1547.7876 | 0 | 0.98643 | 0.0077199 | 0 | 0.36691 | 0 | 0 | 1146.6136 | 0 | 0 | 0 | 5609.5828 | 112 | 0 | Fall
2018-04-22 01:00 | 355.0102 | 180.2996 | 79.6949 | 548.1086 | 867.2022 | 0 | 24.9082 | 275.2871 | 246.2238 | 168.1043 | 1436.644 | 0 | 0.3939 | 0.0076702 | 0 | 0.14652 | 0 | 0 | 1141.6402 | 0 | 0 | 0 | 5323.6714 | 112 | 1 | Fall
2018-04-22 02:00 | 438.4998 | 184.4471 | 77.3015 | 490.9114 | 859.5462 | 0 | 29.7642 | 274.3237 | 241.1178 | 170.9453 | 1430.7921 | 0 | 0.3354 | 0.0082404 | 0 | 0.12475 | 0 | 0 | 1089.72 | 0 | 0 | 0 | 5287.8375 | 112 | 2 | Fall
2018-04-22 03:00 | 520.4702 | 178.9396 | 77.3015 | 472.818 | 860.0364 | 0 | 36.2533 | 272.6068 | 237.6324 | 187.9787 | 1387.7021 | 0 | 0.23908 | 0.0082946 | 0 | 0.088929 | 0 | 0 | 1046.8519 | 0 | 0 | 0 | 5278.9274 | 112 | 3 | Fall
2018-04-22 04:00 | 617.2027 | 173.4695 | 77.8147 | 487.7229 | 877.3789 | 0 | 40.4485 | 273.8952 | 242.2733 | 205.8318 | 1354.8697 | 0 | 0.046477 | 0.008445 | 0 | 0.017288 | 0 | 0 | 1056.7836 | 0 | 0 | 0 | 5407.763 | 112 | 4 | Fall
2018-04-22 05:00 | 702.9263 | 171.3976 | 84.5366 | 590.8859 | 899.3376 | 0 | 60.824 | 307.6591 | 251.3872 | 238.0163 | 1320.1457 | 0 | 0.14369 | 0.0083414 | 0 | 0.053446 | 0 | 0 | 1065.4275 | 0 | 0 | 0 | 5692.7492 | 112 | 5 | Fall
2018-04-22 06:00 | 756.8376 | 171.1688 | 125.3946 | 808.9396 | 930.4207 | 0 | 149.8158 | 348.6698 | 162.0414 | 284.1753 | 1265.2003 | 0 | 0.29828 | 0.007775 | 0 | 0.11095 | 0 | 0 | 1040.1044 | 0 | 0 | 0 | 6043.1853 | 112 | 6 | Fall
2018-04-22 07:00 | 671.0744 | 161.1599 | 193.6807 | 1164.9999 | 993.5973 | 0 | 112.6354 | 369.5234 | 120.0336 | 318.7628 | 1235.8067 | 0 | 0.51431 | 0.0064377 | 0 | 0.1913 | 0 | 0 | 1016.0478 | 0 | 0 | 0 | 6358.0339 | 112 | 7 | Fall
2018-04-22 08:00 | 494.9442 | 127.8057 | 258.2413 | 1459.2497 | 1082.0707 | 0 | 86.8682 | 391.6969 | 137.9289 | 452.3 | 1275.7444 | 0 | 0.95179 | 0.0064652 | 0 | 0.35403 | 0 | 0 | 990.9477 | 0 | 0 | 0 | 6759.1099 | 112 | 8 | Fall
2018-04-22 09:00 | 345.3745 | 96.7403 | 288.6939 | 1618.6729 | 1132.1383 | 0 | 57.0129 | 437.2165 | 158.1587 | 491.933 | 1293.7131 | 0 | 1.674 | 0.0063667 | 0 | 0.62265 | 0 | 0 | 986.0943 | 0 | 0 | 0 | 6908.0514 | 112 | 9 | Fall
2018-04-22 10:00 | 240.0517 | 93.7288 | 283.2008 | 1637.0639 | 1137.8509 | 0 | 37.0861 | 475.7246 | 177.2739 | 519.266 | 1309.5744 | 0 | 2.2226 | 0.006367 | 0 | 0.82671 | 0 | 0 | 959.6139 | 0 | 0 | 0 | 6873.4908 | 112 | 10 | Fall
2018-04-22 11:00 | 169.9154 | 102.4461 | 261.7357 | 1589.4794 | 1141.093 | 0 | 24.627 | 506.0301 | 191.8208 | 547.7661 | 1337.8689 | 0 | 2.8062 | 0.0062813 | 0 | 1.0438 | 0 | 0 | 957.8997 | 0 | 0 | 0 | 6834.5385 | 112 | 11 | Fall
2018-04-22 12:00 | 133.3513 | 121.3245 | 248.9462 | 1622.001 | 1149.0591 | 0 | 18.9669 | 527.9196 | 200.512 | 567.9785 | 1390.8021 | 0 | 3.5162 | 0.0062403 | 0 | 1.3079 | 0 | 0 | 952.8049 | 0 | 0 | 0 | 6938.4964 | 112 | 12 | Fall
2018-04-22 13:00 | 93.5351 | 160.7329 | 240.4897 | 1495.8775 | 1118.2235 | 0 | 17.2184 | 542.0733 | 204.1428 | 580.0791 | 1432.3599 | 0 | 3.6315 | 0.0062858 | 0 | 1.3508 | 0 | 0 | 959.0877 | 0 | 0 | 0 | 6848.8084 | 112 | 13 | Fall
2018-04-22 14:00 | 73.4269 | 217.9931 | 244.4177 | 1480.2423 | 1104.757 | 0 | 14.5648 | 551.2271 | 202.0859 | 587.437 | 1477.5118 | 0 | 3.809 | 0.0062301 | 0 | 1.4168 | 0 | 0 | 973.9741 | 0 | 0 | 0 | 6932.8697 | 112 | 14 | Fall
2018-04-22 15:00 | 62.7755 | 291.7513 | 255.0446 | 1546.4786 | 1148.4766 | 0 | 13.7783 | 548.4336 | 194.6806 | 586.1187 | 1516.5853 | 0 | 4.0492 | 0.0062585 | 0 | 1.5061 | 0 | 0 | 969.0203 | 0 | 0 | 0 | 7138.7052 | 112 | 15 | Fall
2018-04-22 16:00 | 50.7599 | 360.5705 | 278.5157 | 1652.332 | 1228.6307 | 0 | 12.6889 | 540.5778 | 185.3981 | 492.2176 | 1545.832 | 0 | 4.5504 | 0.0075108 | 0 | 1.6926 | 0 | 0 | 963.4891 | 0 | 0 | 0 | 7317.2629 | 112 | 16 | Fall
2018-04-22 17:00 | 46.8115 | 408.4403 | 320.3005 | 1813.1062 | 1318.7565 | 0 | 13.5792 | 509.7111 | 175.184 | 481.7786 | 1571.18 | 0 | 4.1151 | 0.006201 | 0 | 1.5307 | 0 | 0 | 936.1998 | 0 | 0 | 0 | 7600.6995 | 112 | 17 | Fall
2018-04-22 18:00 | 53.998 | 376.0566 | 388.6087 | 1867.8737 | 1327.6853 | 0 | 18.4191 | 468.1355 | 164.6234 | 458.8013 | 1583.9365 | 0 | 4.803 | 0.0063806 | 0 | 1.7865 | 0 | 0 | 931.5907 | 0 | 0 | 0 | 7646.3245 | 112 | 18 | Fall
2018-04-22 19:00 | 68.3564 | 294.8531 | 512.2614 | 1784.5612 | 1287.1016 | 0 | 24.2915 | 408.208 | 212.7344 | 420.813 | 1561.8899 | 0 | 4.9349 | 0.0065576 | 0 | 1.8356 | 0 | 0 | 975.567 | 0 | 0 | 0 | 7557.4145 | 112 | 19 | Fall
2018-04-22 20:00 | 93.084 | 219.7868 | 667.9612 | 1701.7303 | 1228.9906 | 0 | 32.4626 | 370.6802 | 303.6159 | 374.3849 | 1527.7768 | 0 | 4.0673 | 0.0065166 | 0 | 1.5129 | 0 | 0 | 968.0907 | 0 | 0 | 0 | 7494.1508 | 112 | 20 | Fall
2018-04-22 21:00 | 128.3161 | 171.7181 | 718.0785 | 1616.7699 | 1162.1315 | 0 | 15.3073 | 332.0934 | 292.2346 | 325.9968 | 1478.6656 | 0 | 3.2298 | 0.0057497 | 0 | 1.2014 | 0 | 0 | 924.3906 | 0 | 0 | 0 | 7170.1391 | 112 | 21 | Fall
2018-04-22 22:00 | 171.1264 | 133.0091 | 402.6392 | 1352.7426 | 1008.5024 | 0 | 16.7705 | 315.0486 | 280.3088 | 266.6464 | 1425.497 | 0 | 2.504 | 0.0062777 | 0 | 0.93138 | 0 | 0 | 954.1587 | 0 | 0 | 0 | 6329.8915 | 112 | 22 | Fall
2018-04-22 23:00 | 218.6705 | 109.055 | 147.296 | 995.7874 | 919.0991 | 0 | 17.3739 | 299.0239 | 267.4478 | 214.5851 | 1387.8625 | 0 | 1.71 | 0.00616 | 0 | 0.63606 | 0 | 0 | 1020.4129 | 0 | 0 | 0 | 5598.9665 | 112 | 23 | Fall
2018-04-23 | 267.0253 | 97.7692 | 89.3376 | 727.5656 | 885.3854 | 0 | 20.2181 | 269.3337 | 254.282 | 178.4871 | 1415.5104 | 0 | 0.92479 | 0.0073666 | 0 | 0.34398 | 0 | 0 | 1075.0172 | 0 | 0 | 0 | 5281.2077 | 113 | 0 | Fall
2018-04-23 01:00 | 310.2146 | 94.4584 | 79.7305 | 562.2244 | 867.3491 | 0 | 18.1639 | 238.042 | 269.2645 | 175.2332 | 1478.6466 | 0 | 0.37199 | 0.0073749 | 0 | 0.13836 | 0 | 0 | 1077.8167 | 0 | 0 | 0 | 5171.6617 | 113 | 1 | Fall
2018-04-23 02:00 | 384.5181 | 108.0016 | 77.6273 | 489.9417 | 859.4909 | 0 | 24.6037 | 241.4635 | 266.4335 | 164.89 | 1445.5446 | 0 | 0.31716 | 0.0072763 | 0 | 0.11797 | 0 | 0 | 1030.803 | 0 | 0 | 0 | 5093.7602 | 113 | 2 | Fall
2018-04-23 03:00 | 457.0136 | 133.8389 | 77.6273 | 480.2443 | 860.0243 | 0 | 29.7311 | 254.6521 | 267.755 | 167.8708 | 1409.419 | 0 | 0.22563 | 0.0079133 | 0 | 0.083925 | 0 | 0 | 988.4778 | 0 | 0 | 0 | 5126.9716 | 113 | 3 | Fall
2018-04-23 04:00 | 538.3628 | 138.0695 | 77.8707 | 566.1469 | 877.9773 | 0 | 39.8939 | 284.9683 | 278.5289 | 198.2467 | 1411.5797 | 0 | 0.043614 | 0.0080613 | 0 | 0.016223 | 0 | 0 | 994.1946 | 0 | 0 | 0 | 5405.9071 | 113 | 4 | Fall
2018-04-23 05:00 | 615.8751 | 144.453 | 90.2637 | 862.6075 | 904.2714 | 0 | 61.8269 | 354.0591 | 308.6883 | 252.5569 | 1471.0486 | 0 | 0.1341 | 0.0079574 | 0 | 0.049881 | 0 | 0 | 995.2193 | 0 | 0 | 0 | 6061.0619 | 113 | 5 | Fall
2018-04-23 06:00 | 676.5384 | 159.186 | 179.928 | 1231.7575 | 959.9807 | 0 | 163.2438 | 463.6948 | 259.3574 | 331.6617 | 1780.761 | 0 | 0.28333 | 0.007566 | 0 | 0.10539 | 0 | 0 | 987.6513 | 0 | 0 | 0 | 7194.157 | 113 | 6 | Fall
2018-04-23 07:00 | 637.9861 | 141.0486 | 245.0123 | 1397.6297 | 1032.3461 | 0 | 132.0191 | 568.4722 | 281.9675 | 452.2866 | 2019.6483 | 0 | 0.49057 | 0.0062974 | 0 | 0.18247 | 0 | 0 | 968.556 | 0 | 0 | 0 | 7877.6517 | 113 | 7 | Fall
2018-04-23 08:00 | 555.9127 | 115.931 | 243.0554 | 1447.5876 | 1073.9881 | 0 | 97.1546 | 644.0189 | 373.1925 | 684.1069 | 2262.3134 | 0 | 0.92684 | 0.0058741 | 0 | 0.34475 | 0 | 0 | 965.0843 | 0 | 0 | 0 | 8463.6229 | 113 | 8 | Fall
2018-04-23 09:00 | 434.3604 | 100.6631 | 233.366 | 1430.4076 | 1097.0198 | 0 | 61.5207 | 717.4545 | 427.9549 | 785.8158 | 2474.8876 | 0 | 1.6393 | 0.0058666 | 0 | 0.60974 | 0 | 0 | 965.6622 | 0 | 0 | 0 | 8731.3675 | 113 | 9 | Fall
2018-04-23 10:00 | 340.9407 | 98.8024 | 219.3177 | 1496.3345 | 1097.2407 | 0 | 39.3409 | 785.3927 | 455.032 | 842.9422 | 2638.8292 | 0 | 2.2052 | 0.0057709 | 0 | 0.82024 | 0 | 0 | 952.1338 | 0 | 0 | 0 | 8969.3381 | 113 | 10 | Fall
2018-04-23 11:00 | 292.6515 | 113.6591 | 202.7637 | 1482.7216 | 1098.1857 | 0 | 31.3026 | 836.8815 | 462.2699 | 864.4064 | 2689.9765 | 0 | 2.8331 | 0.0057713 | 0 | 1.0538 | 0 | 0 | 967.155 | 0 | 0 | 0 | 9045.866 | 113 | 11 | Fall
2018-04-23 12:00 | 243.1235 | 141.3175 | 195.1299 | 1367.3665 | 1106.2821 | 0 | 24.0591 | 875.3783 | 458.6284 | 852.8319 | 2668.6977 | 0 | 3.5803 | 0.0064981 | 0 | 1.3317 | 0 | 0 | 970.161 | 0 | 0 | 0 | 8907.8947 | 113 | 12 | Fall
2018-04-23 13:00 | 190.2554 | 192.4517 | 187.0787 | 1302.0412 | 1074.3248 | 0 | 20.7421 | 904.2088 | 444.9337 | 814.3839 | 2591.0355 | 0 | 3.6728 | 0.0064514 | 0 | 1.3661 | 0 | 0 | 969.8709 | 0 | 0 | 0 | 8696.3722 | 113 | 13 | Fall
2018-04-23 14:00 | 161.7716 | 255.1297 | 190.7517 | 1234.8712 | 1062.8152 | 0 | 17.5885 | 902.1277 | 418.6017 | 773.9142 | 2458.7766 | 0 | 3.8653 | 0.0064441 | 0 | 1.4377 | 0 | 0 | 988.2594 | 0 | 0 | 0 | 8469.9169 | 113 | 14 | Fall
2018-04-23 15:00 | 139.0911 | 328.9412 | 207.0995 | 1303.619 | 1104.363 | 0 | 15.7996 | 875.6139 | 385.4904 | 741.9428 | 2330.8758 | 0 | 4.1134 | 0.0064951 | 0 | 1.53 | 0 | 0 | 984.1717 | 0 | 0 | 0 | 8422.6579 | 113 | 15 | Fall
2018-04-23 16:00 | 130.1743 | 415.2668 | 238.9463 | 1505.8103 | 1186.7 | 0 | 16.188 | 820.0078 | 352.9692 | 592.0142 | 2232.0612 | 0 | 4.6839 | 0.0064983 | 0 | 1.7422 | 0 | 0 | 991.7341 | 0 | 0 | 0 | 8488.3049 | 113 | 16 | Fall
2018-04-23 17:00 | 127.8368 | 487.7583 | 293.3217 | 1725.3216 | 1284.5837 | 0 | 18.0273 | 730.4802 | 320.6486 | 569.5859 | 2151.2535 | 0 | 4.3009 | 0.0064619 | 0 | 1.5997 | 0 | 0 | 978.423 | 0 | 0 | 0 | 8693.1477 | 113 | 17 | Fall
2018-04-23 18:00 | 126.4539 | 449.967 | 368.5256 | 1804.1052 | 1304.9198 | 0 | 20.1575 | 626.8586 | 294.2028 | 548.6561 | 1943.2761 | 0 | 5.0161 | 0.006663 | 0 | 1.8658 | 0 | 0 | 973.0658 | 0 | 0 | 0 | 8467.0771 | 113 | 18 | Fall
2018-04-23 19:00 | 142.399 | 346.8593 | 484.3512 | 1757.9582 | 1266.0687 | 0 | 24.2955 | 499.9702 | 330.6438 | 508.6179 | 1848.5402 | 0 | 5.1403 | 0.0067305 | 0 | 1.912 | 0 | 0 | 1016.1359 | 0 | 0 | 0 | 8232.8989 | 113 | 19 | Fall
2018-04-23 20:00 | 159.3555 | 263.1876 | 637.4622 | 1709.4978 | 1214.4473 | 0 | 27.7226 | 407.1885 | 416.442 | 420.6472 | 1750.6478 | 0 | 4.2416 | 0.0067142 | 0 | 1.5777 | 0 | 0 | 1009.2644 | 0 | 0 | 0 | 8021.6891 | 113 | 20 | Fall
2018-04-23 21:00 | 182.4302 | 212.136 | 681.274 | 1608.4592 | 1148.9111 | 0 | 16.992 | 355.3965 | 384.8451 | 333.6475 | 1662.745 | 0 | 3.3703 | 0.0067308 | 0 | 1.2536 | 0 | 0 | 964.332 | 0 | 0 | 0 | 7555.7994 | 113 | 21 | Fall
2018-04-23 22:00 | 245.9877 | 173.7519 | 362.9935 | 1386.525 | 991.6808 | 0 | 18.4483 | 322.7276 | 331.3103 | 275.315 | 1607.0386 | 0 | 2.626 | 0.0066263 | 0 | 0.97676 | 0 | 0 | 1000.9197 | 0 | 0 | 0 | 6720.3078 | 113 | 22 | Fall
2018-04-23 23:00 | 299.9987 | 154.7204 | 134.6782 | 1029.5976 | 909.7351 | 0 | 21.5614 | 303.8409 | 297.0712 | 236.5091 | 1570.8671 | 0 | 1.8118 | 0.006461 | 0 | 0.67392 | 0 | 0 | 1081.0886 | 0 | 0 | 0 | 6042.1605 | 113 | 23 | Fall
2018-04-24 | 349.0586 | 138.2203 | 86.1768 | 707.4417 | 881.0071 | 0 | 23.8517 | 260.7157 | 279.5264 | 197.4463 | 1505.9626 | 0 | 0.37855 | 0.0056207 | 0 | 0.1408 | 0 | 0 | 1460.8969 | 0 | 0 | 0 | 5890.8292 | 114 | 0 | Fall
2018-04-24 01:00 | 388.4828 | 128.8448 | 79.1681 | 564.6802 | 866.0587 | 0 | 22.3978 | 244.035 | 269.2645 | 172.8204 | 1478.6466 | 0 | 0.24492 | 0.0056042 | 0 | 0.091099 | 0 | 0 | 1475.46 | 0 | 0 | 0 | 5690.2005 | 114 | 1 | Fall
2018-04-24 02:00 | 444.0128 | 117.6362 | 77.6273 | 482.2325 | 859.0868 | 0 | 27.1593 | 247.263 | 266.4335 | 165.1144 | 1445.5446 | 0 | 0.11525 | 0.0056159 | 0 | 0.042867 | 0 | 0 | 1501.4066 | 0 | 0 | 0 | 5633.6809 | 114 | 2 | Fall
2018-04-24 03:00 | 495.7601 | 105.2828 | 77.6273 | 471.7677 | 859.9811 | 0 | 31.5075 | 262.269 | 267.755 | 167.0971 | 1409.419 | 0 | 0.15237 | 0.0057212 | 0 | 0.056674 | 0 | 0 | 1522.9837 | 0 | 0 | 0 | 5671.6651 | 114 | 3 | Fall
2018-04-24 04:00 | 559.7931 | 104.5307 | 77.8594 | 553.3358 | 877.8763 | 0 | 40.8632 | 292.2216 | 278.5289 | 199.2806 | 1411.5797 | 0 | 0.087141 | 0.0059125 | 0 | 0.032413 | 0 | 0 | 1628.5678 | 0 | 0 | 0 | 6024.5626 | 114 | 4 | Fall
2018-04-24 05:00 | 637.7847 | 107.8972 | 89.1014 | 824.2507 | 903.8459 | 0 | 59.6932 | 364.0772 | 308.6883 | 250.8452 | 1471.0486 | 0 | 0.36063 | 0.0065306 | 0 | 0.13414 | 0 | 0 | 1732.0308 | 0 | 0 | 0 | 6749.7645 | 114 | 5 | Fall
2018-04-24 06:00 | 694.8529 | 114.06 | 177.7414 | 1209.7562 | 959.288 | 0 | 148.203 | 479.1901 | 259.3574 | 332.2278 | 1780.761 | 0 | 0.90586 | 0.0057158 | 0 | 0.33694 | 0 | 0 | 1676.2504 | 0 | 0 | 0 | 7832.9366 | 114 | 6 | Fall
2018-04-24 07:00 | 653.0773 | 112.6356 | 247.115 | 1431.159 | 1032.9067 | 0 | 116.0815 | 595.5269 | 281.9675 | 452.287 | 2019.6483 | 0 | 1.6369 | 0.0056181 | 0 | 0.60887 | 0 | 0 | 1705.1604 | 0 | 0 | 0 | 8649.8166 | 114 | 7 | Fall
2018-04-24 08:00 | 556.6041 | 109.9599 | 246.5179 | 1434.2937 | 1077.3706 | 0 | 78.546 | 687.9432 | 373.1925 | 683.4658 | 2262.3134 | 0 | 1.7698 | 0.0054804 | 0 | 0.65831 | 0 | 0 | 1769.7913 | 0 | 0 | 0 | 9282.432 | 114 | 8 | Fall
2018-04-24 09:00 | 440.1681 | 108.6299 | 234.4474 | 1456.6225 | 1099.7057 | 0 | 46.419 | 780.0404 | 427.9549 | 786.2788 | 2474.8876 | 0 | 1.6347 | 0.0054866 | 0 | 0.60803 | 0 | 0 | 1829.2566 | 0 | 0 | 0 | 9686.659 | 114 | 9 | Fall
2018-04-24 10:00 | 351.143 | 129.6074 | 222.0994 | 1531.5974 | 1099.2217 | 0 | 27.8536 | 879.7444 | 455.032 | 841.2098 | 2638.8292 | 0 | 1.8349 | 0.0055456 | 0 | 0.68249 | 0 | 0 | 1805.4972 | 0 | 0 | 0 | 9984.358 | 114 | 10 | Fall
2018-04-24 11:00 | 287.7747 | 174.2757 | 204.275 | 1509.3997 | 1098.8283 | 0 | 16.8847 | 981.9714 | 462.2699 | 866.9337 | 2689.9765 | 0 | 2.2495 | 0.0055573 | 0 | 0.83674 | 0 | 0 | 1823.4854 | 0 | 0 | 0 | 10119.1668 | 114 | 11 | Fall
2018-04-24 12:00 | 236.4146 | 242.5805 | 196.2808 | 1430.2303 | 1107.8992 | 0 | 11.1924 | 1049.2901 | 458.6284 | 851.1792 | 2668.6977 | 0 | 2.5539 | 0.0055061 | 0 | 0.94996 | 0 | 0 | 1824.5156 | 0 | 0 | 0 | 10080.4183 | 114 | 12 | Fall
2018-04-24 13:00 | 163.1144 | 340.0919 | 189.4006 | 1259.737 | 1076.0473 | 0 | 8.7749 | 1085.1865 | 444.9337 | 819.1235 | 2591.0355 | 0 | 2.5648 | 0.0055241 | 0 | 0.95402 | 0 | 0 | 1809.7776 | 0 | 0 | 0 | 9790.7474 | 114 | 13 | Fall
2018-04-24 14:00 | 114.8376 | 433.3696 | 188.7942 | 1225.9042 | 1061.7385 | 0 | 6.8714 | 1068.6863 | 418.6017 | 772.9667 | 2458.7766 | 0 | 2.9207 | 0.0055111 | 0 | 1.0864 | 0 | 0 | 1807.3872 | 0 | 0 | 0 | 9561.9465 | 114 | 14 | Fall
2018-04-24 15:00 | 80.0556 | 541.6817 | 204.9212 | 1283.7463 | 1103.9675 | 0 | 5.6979 | 1041.9226 | 385.4904 | 744.3516 | 2330.8758 | 0 | 3.9812 | 0.005441 | 0 | 1.4808 | 0 | 0 | 1775.8665 | 0 | 0 | 0 | 9504.0447 | 114 | 15 | Fall
2018-04-24 16:00 | 61.2218 | 649.8563 | 237.7107 | 1479.8944 | 1185.533 | 0 | 5.1975 | 971.0253 | 352.9692 | 593.0559 | 2232.0612 | 0 | 5.2637 | 0.0054347 | 0 | 1.9579 | 0 | 0 | 1724.2147 | 0 | 0 | 0 | 9499.9671 | 114 | 16 | Fall
2018-04-24 17:00 | 57.4716 | 700.4429 | 292.6499 | 1668.876 | 1284.4942 | 0 | 6.311 | 828.1874 | 320.6486 | 570.1206 | 2151.2535 | 0 | 6.2212 | 0.0053946 | 0 | 2.314 | 0 | 0 | 1632.57 | 0 | 0 | 0 | 9521.5665 | 114 | 17 | Fall
2018-04-24 18:00 | 64.3525 | 648.8235 | 367.4819 | 1794.5595 | 1305.2019 | 0 | 9.5728 | 704.8816 | 294.2028 | 548.9389 | 1943.2761 | 0 | 4.7934 | 0.0055219 | 0 | 1.7829 | 0 | 0 | 1626.3122 | 0 | 0 | 0 | 9314.1855 | 114 | 18 | Fall
2018-04-24 19:00 | 64.5475 | 546.6438 | 489.0678 | 1750.748 | 1269.1335 | 0 | 13.4081 | 572.2678 | 329.3643 | 513.6279 | 1848.5402 | 0 | 2.7101 | 0.0057118 | 0 | 1.0081 | 0 | 0 | 1702.3367 | 0 | 0 | 0 | 9103.4094 | 114 | 19 | Fall
2018-04-24 20:00 | 72.1986 | 448.6432 | 641.2519 | 1687.6339 | 1215.9942 | 0 | 16.9756 | 456.9497 | 416.442 | 420.5148 | 1750.6478 | 0 | 2.0411 | 0.0057385 | 0 | 0.7592 | 0 | 0 | 1654.7563 | 0 | 0 | 0 | 8784.814 | 114 | 20 | Fall
2018-04-24 21:00 | 87.6592 | 383.7672 | 678.3427 | 1635.2189 | 1148.5281 | 0 | 9.3967 | 384.8368 | 384.8451 | 336.1413 | 1662.745 | 0 | 1.5145 | 0.0057555 | 0 | 0.56335 | 0 | 0 | 1602.7191 | 0 | 0 | 0 | 8316.2837 | 114 | 21 | Fall
2018-04-24 22:00 | 117.66 | 312.2852 | 363.6662 | 1384.5328 | 993.2523 | 0 | 9.554 | 345.2276 | 331.3103 | 275.9971 | 1607.0386 | 0 | 0.97806 | 0.0057421 | 0 | 0.3638 | 0 | 0 | 1537.9367 | 0 | 0 | 0 | 7279.8083 | 114 | 22 | Fall
2018-04-24 23:00 | 157.657 | 248.9965 | 137.0593 | 1012.3688 | 911.1697 | 0 | 11.9324 | 319.2494 | 297.0712 | 238.0514 | 1570.8671 | 0 | 0.70981 | 0.0058422 | 0 | 0.26402 | 0 | 0 | 1532.9633 | 0 | 0 | 0 | 6438.3659 | 114 | 23 | Fall
2018-04-25 | 194.603 | 215.5659 | 86.6759 | 714.5654 | 881.6532 | 0 | 13.6731 | 273.7743 | 279.5264 | 198.3284 | 1505.9626 | 0 | 0.40006 | 0.0058831 | 0 | 0.14881 | 0 | 0 | 1544.8783 | 0 | 0 | 0 | 5909.7611 | 115 | 0 | Winter
2018-04-25 01:00 | 227.1399 | 196.6793 | 79.2562 | 552.8834 | 866.2022 | 0 | 10.9741 | 251.1535 | 269.5294 | 175.4383 | 1478.1875 | 0 | 0.2596 | 0.0058221 | 0 | 0.096559 | 0 | 0 | 1563.4753 | 0 | 0 | 0 | 5671.2811 | 115 | 1 | Winter
2018-04-25 02:00 | 282.9986 | 173.5059 | 77.6273 | 472.6731 | 859.1328 | 0 | 13.8343 | 251.2711 | 266.5707 | 165.4976 | 1447.029 | 0 | 0.12041 | 0.0057627 | 0 | 0.044788 | 0 | 0 | 1572.3795 | 0 | 0 | 0 | 5582.6908 | 115 | 2 | Winter
2018-04-25 03:00 | 326.8991 | 154.0762 | 77.6273 | 477.4827 | 860.0039 | 0 | 16.952 | 268.575 | 267.699 | 168.329 | 1412.9785 | 0 | 0.15881 | 0.0058507 | 0 | 0.059072 | 0 | 0 | 1590.0829 | 0 | 0 | 0 | 5620.9293 | 115 | 3 | Winter
2018-04-25 04:00 | 391.6246 | 141.4244 | 77.8844 | 567.7375 | 878.0689 | 0 | 23.7957 | 296.5472 | 278.346 | 198.5092 | 1415.3208 | 0 | 0.088876 | 0.0060112 | 0 | 0.033058 | 0 | 0 | 1663.1243 | 0 | 0 | 0 | 5932.5111 | 115 | 4 | Winter
2018-04-25 05:00 | 438.3042 | 138.8392 | 90.3957 | 819.3631 | 904.3806 | 0 | 36.941 | 378.702 | 308.3191 | 251.7394 | 1476.3328 | 0 | 0.3676 | 0.0065054 | 0 | 0.13673 | 0 | 0 | 1765.7423 | 0 | 0 | 0 | 6609.5703 | 115 | 5 | Winter
2018-04-25 06:00 | 487.0068 | 142.517 | 180.181 | 1223.7281 | 960.4277 | 0 | 101.8895 | 507.1602 | 257.2904 | 332.1758 | 1786.7213 | 0 | 0.92377 | 0.0057326 | 0 | 0.3436 | 0 | 0 | 1707.8691 | 0 | 0 | 0 | 7688.2399 | 115 | 6 | Winter
2018-04-25 07:00 | 486.3587 | 154.2517 | 244.6874 | 1408.1231 | 1031.4701 | 0 | 85.829 | 632.0352 | 279.4269 | 451.3614 | 2024.559 | 0 | 1.6669 | 0.0056036 | 0 | 0.62002 | 0 | 0 | 1735.1164 | 0 | 0 | 0 | 8535.5116 | 115 | 7 | Winter
2018-04-25 08:00 | 448.2163 | 172.2509 | 244.1671 | 1402.2914 | 1074.6705 | 0 | 65.3836 | 741.1438 | 369.9993 | 683.2636 | 2265.9667 | 0 | 1.8163 | 0.0055857 | 0 | 0.67561 | 0 | 0 | 1814.4706 | 0 | 0 | 0 | 9284.3215 | 115 | 8 | Winter
2018-04-25 09:00 | 410.9457 | 223.9589 | 233.4643 | 1432.3929 | 1097.409 | 0 | 51.8032 | 858.1097 | 426.9046 | 784.8396 | 2476.1416 | 0 | 1.6506 | 0.0055115 | 0 | 0.61394 | 0 | 0 | 1846.5093 | 0 | 0 | 0 | 9844.7488 | 115 | 9 | Winter
2018-04-25 10:00 | 388.1349 | 294.3016 | 220.3223 | 1485.374 | 1097.3437 | 0 | 44.007 | 957.7808 | 454.7857 | 842.5311 | 2638.4569 | 0 | 1.8376 | 0.0053803 | 0 | 0.68352 | 0 | 0 | 1808.1383 | 0 | 0 | 0 | 10233.7027 | 115 | 10 | Winter
2018-04-25 11:00 | 367.6676 | 352.3138 | 203.1046 | 1454.3775 | 1098.4173 | 0 | 37.3962 | 1013.1056 | 462.2038 | 864.3535 | 2687.2316 | 0 | 2.2441 | 0.0054336 | 0 | 0.83471 | 0 | 0 | 1818.5354 | 0 | 0 | 0 | 10361.7911 | 115 | 11 | Winter
2018-04-25 12:00 | 352.3225 | 419.8369 | 194.5735 | 1402.7553 | 1106.3779 | 0 | 34.0085 | 1032.9549 | 458.607 | 849.5296 | 2665.233 | 0 | 2.5672 | 0.0053864 | 0 | 0.95491 | 0 | 0 | 1833.8905 | 0 | 0 | 0 | 10353.6171 | 115 | 12 | Winter
2018-04-25 13:00 | 322.1354 | 515.1629 | 187.7836 | 1298.6403 | 1074.2754 | 0 | 33.9618 | 1041.4162 | 444.7941 | 815.5564 | 2587.6906 | 0 | 2.5919 | 0.0053063 | 0 | 0.96409 | 0 | 0 | 1828.4167 | 0 | 0 | 0 | 10153.3948 | 115 | 13 | Winter
2018-04-25 14:00 | 306.2791 | 591.068 | 189.8486 | 1246.8653 | 1061.2912 | 0 | 32.8909 | 1016.1736 | 418.3252 | 770.3434 | 2454.409 | 0 | 2.9703 | 0.0052411 | 0 | 1.1048 | 0 | 0 | 1837.738 | 0 | 0 | 0 | 9929.3125 | 115 | 14 | Winter
2018-04-25 15:00 | 299.1817 | 662.3396 | 206.3746 | 1301.8415 | 1103.3705 | 0 | 33.5366 | 972.3128 | 385.0426 | 743.4846 | 2323.7506 | 0 | 4.0804 | 0.0051798 | 0 | 1.5177 | 0 | 0 | 1820.0055 | 0 | 0 | 0 | 9856.844 | 115 | 15 | Winter
2018-04-25 16:00 | 290.4063 | 715.4962 | 237.6134 | 1500.1996 | 1184.5806 | 0 | 33.4356 | 895.9771 | 352.7135 | 588.9097 | 2226.2753 | 0 | 5.4241 | 0.0051734 | 0 | 2.0176 | 0 | 0 | 1776.3576 | 0 | 0 | 0 | 9809.4119 | 115 | 16 | Winter
2018-04-25 17:00 | 254.2858 | 712.1021 | 292.3538 | 1706.2022 | 1283.0286 | 0 | 30.7664 | 783.3783 | 320.485 | 568.8505 | 2145.2711 | 0 | 6.496 | 0.0052805 | 0 | 2.4162 | 0 | 0 | 1704.2321 | 0 | 0 | 0 | 9809.8733 | 115 | 17 | Winter
2018-04-25 18:00 | 240.8983 | 657.2077 | 366.7259 | 1747.7376 | 1303.3885 | 0 | 32.1542 | 681.7675 | 293.9396 | 546.48 | 1939.6489 | 0 | 4.9716 | 0.0053703 | 0 | 1.8492 | 0 | 0 | 1686.5682 | 0 | 0 | 0 | 9503.3426 | 115 | 18 | Winter
2018-04-25 19:00 | 243.5268 | 553.9846 | 489.4683 | 1726.1638 | 1267.9606 | 0 | 34.7413 | 559.3092 | 328.3803 | 512.6222 | 1847.6458 | 0 | 2.8042 | 0.0056007 | 0 | 1.043 | 0 | 0 | 1760.884 | 0 | 0 | 0 | 9328.5398 | 115 | 19 | Winter
2018-04-25 20:00 | 250.5571 | 461.5894 | 640.8769 | 1680.2581 | 1215.4135 | 0 | 37.2688 | 459.7969 | 416.9044 | 421.5676 | 1751.3338 | 0 | 2.1068 | 0.0055787 | 0 | 0.78363 | 0 | 0 | 1707.6485 | 0 | 0 | 0 | 9046.111 | 115 | 20 | Winter
2018-04-25 21:00 | 267.3267 | 399.6658 | 678.5045 | 1618.269 | 1149.3861 | 0 | 20.729 | 392.0444 | 387.4343 | 333.1437 | 1664.7943 | 0 | 1.55 | 0.005536 | 0 | 0.57653 | 0 | 0 | 1640.2238 | 0 | 0 | 0 | 8553.6536 | 115 | 21 | Winter
2018-04-25 22:00 | 318.3931 | 338.4051 | 363.3578 | 1409.6671 | 992.965 | 0 | 21.9666 | 353.4061 | 334.9043 | 274.6204 | 1608.5029 | 0 | 0.9888 | 0.0054584 | 0 | 0.36779 | 0 | 0 | 1553.6596 | 0 | 0 | 0 | 7571.2101 | 115 | 22 | Winter
2018-04-25 23:00 | 366.089 | 292.1808 | 136.3341 | 1029.5511 | 910.7749 | 0 | 24.9446 | 328.5968 | 299.0758 | 237.1837 | 1571.4723 | 0 | 0.69907 | 0.0053915 | 0 | 0.26002 | 0 | 0 | 1509.9813 | 0 | 0 | 0 | 6707.1488 | 115 | 23 | Winter
2018-04-26 | 401.0273 | 261.5688 | 86.7319 | 709.0415 | 881.6743 | 0 | 25.8364 | 279.437 | 280.3765 | 197.7391 | 1505.1196 | 0 | 0.37987 | 0.0052888 | 0 | 0.1413 | 0 | 0 | 1465.2327 | 0 | 0 | 0 | 6094.3114 | 116 | 0 | Winter
2018-04-26 01:00 | 429.0569 | 236.4301 | 79.2992 | 551.1328 | 866.1911 | 0 | 23.4337 | 260.9695 | 269.4236 | 174.6134 | 1473.7262 | 0 | 0.24757 | 0.0058545 | 0 | 0.092087 | 0 | 0 | 1492.9535 | 0 | 0 | 0 | 5857.5755 | 116 | 1 | Winter
2018-04-26 02:00 | 498.8501 | 223.9625 | 77.6273 | 479.267 | 859.1905 | 0 | 28.2077 | 260.2134 | 266.5045 | 165.9055 | 1441.5905 | 0 | 0.1171 | 0.0058238 | 0 | 0.043556 | 0 | 0 | 1524.3637 | 0 | 0 | 0 | 5825.8491 | 116 | 2 | Winter
2018-04-26 03:00 | 565.6451 | 212.0874 | 77.6273 | 479.703 | 859.9946 | 0 | 33.6992 | 282.7576 | 267.7548 | 166.9587 | 1406.1367 | 0 | 0.15573 | 0.0059532 | 0 | 0.057927 | 0 | 0 | 1555.4022 | 0 | 0 | 0 | 5907.9863 | 116 | 3 | Winter
2018-04-26 04:00 | 643.0396 | 203.695 | 77.8687 | 571.6927 | 878.0098 | 0 | 45.3664 | 308.1797 | 278.5034 | 199.4567 | 1407.606 | 0 | 0.087885 | 0.0075537 | 0 | 0.03269 | 0 | 0 | 1647.0297 | 0 | 0 | 0 | 6260.5758 | 116 | 4 | Winter
2018-04-26 05:00 | 730.2553 | 196.7043 | 89.5729 | 839.8371 | 904.1279 | 0 | 64.696 | 384.0234 | 308.7658 | 250.1188 | 1468.3202 | 0 | 0.36894 | 0.0075795 | 0 | 0.13723 | 0 | 0 | 1770.4461 | 0 | 0 | 0 | 7007.3816 | 116 | 5 | Winter
2018-04-26 06:00 | 758.0719 | 188.485 | 179.0754 | 1233.8231 | 960.4826 | 0 | 148.7542 | 501.9796 | 257.9026 | 331.0691 | 1779.6201 | 0 | 0.94285 | 0.0060971 | 0 | 0.3507 | 0 | 0 | 1743.0587 | 0 | 0 | 0 | 8083.6219 | 116 | 6 | Winter
2018-04-26 07:00 | 663.6341 | 178.0829 | 245.3904 | 1429.649 | 1032.1743 | 0 | 112.5198 | 620.7688 | 282.4932 | 451.2561 | 2017.8965 | 0 | 1.6593 | 0.0053313 | 0 | 0.61718 | 0 | 0 | 1726.1552 | 0 | 0 | 0 | 8762.302 | 116 | 7 | Winter
2018-04-26 08:00 | 531.4262 | 180.6102 | 244.2711 | 1442.0221 | 1074.8371 | 0 | 73.8672 | 716.1641 | 373.2298 | 680.5355 | 2257.9883 | 0 | 1.8085 | 0.0053008 | 0 | 0.67269 | 0 | 0 | 1806.8753 | 0 | 0 | 0 | 9384.3135 | 116 | 8 | Winter
2018-04-26 09:00 | 401.9293 | 223.7687 | 235.5961 | 1465.0007 | 1099.0572 | 0 | 43.7613 | 838.755 | 427.9351 | 783.6951 | 2464.3516 | 0 | 1.6799 | 0.0052837 | 0 | 0.62487 | 0 | 0 | 1879.3393 | 0 | 0 | 0 | 9865.4996 | 116 | 9 | Winter
2018-04-26 10:00 | 281.3626 | 305.8846 | 220.8602 | 1497.7491 | 1099.1146 | 0 | 25.946 | 975.3299 | 454.9391 | 841.2485 | 2619.0307 | 0 | 1.9063 | 0.0052386 | 0 | 0.70906 | 0 | 0 | 1875.4673 | 0 | 0 | 0 | 10199.5531 | 116 | 10 | Winter
2018-04-26 11:00 | 200.1305 | 377.0242 | 203.326 | 1500.4579 | 1100.0258 | 0 | 15.3604 | 1068.0118 | 462.2158 | 862.0341 | 2659.1363 | 0 | 2.338 | 0.0053091 | 0 | 0.86964 | 0 | 0 | 1894.5327 | 0 | 0 | 0 | 10345.4685 | 116 | 11 | Winter
2018-04-26 12:00 | 157.7607 | 468.6806 | 196.0547 | 1419.8789 | 1107.8947 | 0 | 10.4682 | 1114.2232 | 458.611 | 851.4298 | 2631.5079 | 0 | 2.6707 | 0.0052515 | 0 | 0.99339 | 0 | 0 | 1907.428 | 0 | 0 | 0 | 10327.607 | 116 | 12 | Winter
2018-04-26 13:00 | 111.6999 | 585.2354 | 188.0945 | 1252.8596 | 1074.6992 | 0 | 8.6024 | 1136.2539 | 444.7978 | 812.7689 | 2553.0501 | 0 | 2.6851 | 0.0052986 | 0 | 0.99873 | 0 | 0 | 1894.0674 | 0 | 0 | 0 | 10065.8181 | 116 | 13 | Winter
2018-04-26 14:00 | 83.2425 | 693.6484 | 188.5436 | 1171.0059 | 1061.0554 | 0 | 7.3932 | 1111.5438 | 418.3259 | 773.9814 | 2424.9496 | 0 | 3.0379 | 0.0054089 | 0 | 1.13 | 0 | 0 | 1879.4347 | 0 | 0 | 0 | 9817.2976 | 116 | 14 | Winter
2018-04-26 15:00 | 65.3517 | 790.4316 | 204.6952 | 1264.8662 | 1102.2232 | 0 | 6.769 | 1064.9457 | 385.0428 | 739.6294 | 2305.3861 | 0 | 4.1802 | 0.0055244 | 0 | 1.5549 | 0 | 0 | 1864.4193 | 0 | 0 | 0 | 9799.5009 | 116 | 15 | Winter
2018-04-26 16:00 | 55.8247 | 880.6135 | 235.2243 | 1426.9815 | 1183.255 | 0 | 6.594 | 996.3474 | 352.7128 | 590.7028 | 2218.8984 | 0 | 5.4541 | 0.005647 | 0 | 2.0287 | 0 | 0 | 1786.3213 | 0 | 0 | 0 | 9740.9642 | 116 | 16 | Winter
2018-04-26 17:00 | 52.512 | 972.9004 | 289.8316 | 1648.8859 | 1280.1909 | 0 | 7.7056 | 891.4787 | 320.4859 | 569.2226 | 2147.8031 | 0 | 6.3364 | 0.0056887 | 0 | 2.3569 | 0 | 0 | 1662.4889 | 0 | 0 | 0 | 9852.2045 | 116 | 17 | Winter
2018-04-26 18:00 | 58.7674 | 940.9235 | 366.6054 | 1740.0754 | 1303.2142 | 0 | 10.4561 | 780.6458 | 293.9385 | 547.8067 | 1949.5547 | 0 | 4.7686 | 0.0057875 | 0 | 1.7737 | 0 | 0 | 1617.7698 | 0 | 0 | 0 | 9616.3054 | 116 | 18 | Winter
2018-04-26 19:00 | 70.9193 | 795.4655 | 486.5396 | 1738.1474 | 1268.0086 | 0 | 13.756 | 630.4054 | 317.9267 | 512.4447 | 1862.2369 | 0 | 2.6908 | 0.0059391 | 0 | 1.0009 | 0 | 0 | 1689.8552 | 0 | 0 | 0 | 9389.4028 | 116 | 19 | Winter
2018-04-26 20:00 | 80.686 | 568.9018 | 642.1491 | 1697.8571 | 1216.9687 | 0 | 17.212 | 480.1971 | 416.262 | 419.0414 | 1767.361 | 0 | 2.0746 | 0.0059323 | 0 | 0.77166 | 0 | 0 | 1681.4362 | 0 | 0 | 0 | 8990.9246 | 116 | 20 | Winter
2018-04-26 21:00 | 96.1277 | 423.3469 | 682.3133 | 1624.4131 | 1150.1507 | 0 | 11.8088 | 387.2363 | 384.679 | 333.9299 | 1678.2702 | 0 | 1.5383 | 0.0057892 | 0 | 0.57217 | 0 | 0 | 1627.6298 | 0 | 0 | 0 | 8402.0222 | 116 | 21 | Winter
2018-04-26 22:00 | 126.6212 | 325.7659 | 364.3044 | 1376.0136 | 992.4168 | 0 | 13.1887 | 351.3409 | 331.3634 | 274.8282 | 1615.7561 | 0 | 0.99965 | 0.0057292 | 0 | 0.37183 | 0 | 0 | 1571.0776 | 0 | 0 | 0 | 7344.0541 | 116 | 22 | Winter
2018-04-26 23:00 | 157.4583 | 266.2867 | 135.4008 | 1023.9499 | 910.207 | 0 | 15.3377 | 324.1362 | 297.3906 | 236.5642 | 1570.2167 | 0 | 0.71822 | 0.0055997 | 0 | 0.26715 | 0 | 0 | 1550.7415 | 0 | 0 | 0 | 6488.6805 | 116 | 23 | Winter
2018-04-27 | 185.4607 | 224.3358 | 86.2845 | 723.4235 | 881.2321 | 0 | 15.8563 | 279.596 | 279.9786 | 195.4466 | 1499.6921 | 0 | 0.39906 | 0.0061076 | 0 | 0.14843 | 0 | 0 | 1539.3904 | 0 | 0 | 0 | 5911.2503 | 117 | 0 | Fall
2018-04-27 01:00 | 211.3868 | 198.4299 | 79.1898 | 558.9842 | 865.9889 | 0 | 11.8549 | 255.5231 | 269.2631 | 175.0328 | 1478.7407 | 0 | 0.25791 | 0.006028 | 0 | 0.09593 | 0 | 0 | 1554.7827 | 0 | 0 | 0 | 5659.5367 | 117 | 1 | Fall
2018-04-27 02:00 | 254.6987 | 176.6063 | 77.6273 | 470.0014 | 859.1148 | 0 | 13.9463 | 258.9809 | 266.4351 | 162.693 | 1445.3137 | 0 | 0.12017 | 0.0059518 | 0 | 0.044697 | 0 | 0 | 1565.0679 | 0 | 0 | 0 | 5550.6563 | 117 | 2 | Fall
2018-04-27 03:00 | 292.263 | 162.9598 | 77.6273 | 471.8277 | 859.979 | 0 | 16.6924 | 276.5665 | 267.7569 | 167.8323 | 1409.2703 | 0 | 0.15709 | 0.0059765 | 0 | 0.058431 | 0 | 0 | 1572.5859 | 0 | 0 | 0 | 5575.5825 | 117 | 3 | Fall
2018-04-27 04:00 | 343.899 | 136.0028 | 77.8643 | 563.5574 | 877.9012 | 0 | 23.1997 | 301.7713 | 278.5651 | 198.506 | 1411.641 | 0 | 0.08869 | 0.007535 | 0 | 0.032989 | 0 | 0 | 1653.4174 | 0 | 0 | 0 | 5866.4543 | 117 | 4 | Fall
2018-04-27 05:00 | 390.1712 | 113.4192 | 89.6042 | 819.3327 | 904.2444 | 0 | 38.0819 | 374.6435 | 308.9087 | 250.1969 | 1471.3644 | 0 | 0.36743 | 0.0075485 | 0 | 0.13667 | 0 | 0 | 1763.637 | 0 | 0 | 0 | 6524.1158 | 117 | 5 | Fall
2018-04-27 06:00 | 425.223 | 106.5546 | 178.1893 | 1241.1031 | 960.0772 | 0 | 96.3265 | 489.8188 | 241.74 | 330.8484 | 1781.3974 | 0 | 0.94634 | 0.0061164 | 0 | 0.352 | 0 | 0 | 1748.7921 | 0 | 0 | 0 | 7601.3748 | 117 | 6 | Fall
2018-04-27 07:00 | 410.3631 | 126.1464 | 244.6447 | 1374.9675 | 1032.5369 | 0 | 81.2348 | 612.4971 | 282.7219 | 450.1467 | 2020.5106 | 0 | 1.6783 | 0.0054291 | 0 | 0.62426 | 0 | 0 | 1745.5908 | 0 | 0 | 0 | 8383.6684 | 117 | 7 | Fall
2018-04-27 08:00 | 371.7929 | 117.1347 | 245.853 | 1411.2489 | 1076.9347 | 0 | 63.5141 | 685.207 | 373.5291 | 677.6567 | 2263.4399 | 0 | 1.8305 | 0.0054488 | 0 | 0.68088 | 0 | 0 | 1828.6623 | 0 | 0 | 0 | 9117.4902 | 117 | 8 | Fall
2018-04-27 09:00 | 327.3387 | 112.8344 | 236.8195 | 1440.8547 | 1101.106 | 0 | 48.5755 | 749.8783 | 428.1539 | 782.2658 | 2475.5218 | 0 | 1.6996 | 0.0054988 | 0 | 0.63218 | 0 | 0 | 1901.4233 | 0 | 0 | 0 | 9607.1091 | 117 | 9 | Fall
2018-04-27 10:00 | 279.4778 | 138.7889 | 222.3904 | 1491.7191 | 1099.5228 | 0 | 36.578 | 825.8566 | 455.0525 | 836.3488 | 2639.1871 | 0 | 1.9309 | 0.0055097 | 0 | 0.71822 | 0 | 0 | 1900.0744 | 0 | 0 | 0 | 9927.6511 | 117 | 10 | Fall
2018-04-27 11:00 | 246.4189 | 176.5322 | 204.6613 | 1463.3111 | 1099.537 | 0 | 28.2714 | 888.38 | 462.2472 | 858.8707 | 2690.1353 | 0 | 2.3432 | 0.0055941 | 0 | 0.87159 | 0 | 0 | 1899.0873 | 0 | 0 | 0 | 10020.6728 | 117 | 11 | Fall
2018-04-27 12:00 | 235.21 | 232.8546 | 194.972 | 1421.2134 | 1107.044 | 0 | 27.0176 | 924.3224 | 458.6161 | 847.3569 | 2668.8029 | 0 | 2.6585 | 0.0055425 | 0 | 0.98884 | 0 | 0 | 1898.7772 | 0 | 0 | 0 | 10019.8401 | 117 | 12 | Fall
2018-04-27 13:00 | 210.2981 | 324.7933 | 188.9608 | 1281.7741 | 1076.43 | 0 | 28.5006 | 944.4734 | 444.7996 | 811.8779 | 2591.1365 | 0 | 2.6495 | 0.0056161 | 0 | 0.98551 | 0 | 0 | 1869.0909 | 0 | 0 | 0 | 9775.7756 | 117 | 13 | Fall
2018-04-27 14:00 | 198.413 | 428.4151 | 191.0493 | 1196.8012 | 1063.5571 | 0 | 27.6877 | 929.067 | 418.3241 | 770.518 | 2458.6795 | 0 | 2.9493 | 0.0056606 | 0 | 1.097 | 0 | 0 | 1824.6423 | 0 | 0 | 0 | 9511.2062 | 117 | 14 | Fall
2018-04-27 15:00 | 190.3737 | 519.5397 | 207.1347 | 1288.5866 | 1104.2544 | 0 | 28.0477 | 896.9042 | 385.0424 | 738.0117 | 2330.3807 | 0 | 3.9458 | 0.0049608 | 0 | 1.4677 | 0 | 0 | 1760.0352 | 0 | 0 | 0 | 9453.7295 | 117 | 15 | Fall
2018-04-27 16:00 | 181.4408 | 621.946 | 238.3306 | 1494.443 | 1184.6754 | 0 | 27.587 | 846.579 | 352.7127 | 589.7556 | 2231.4381 | 0 | 5.0232 | 0.0049986 | 0 | 1.8684 | 0 | 0 | 1645.1138 | 0 | 0 | 0 | 9420.9185 | 117 | 16 | Fall
2018-04-27 17:00 | 168.4024 | 658.59 | 291.1086 | 1697.8781 | 1281.8304 | 0 | 29.0962 | 750.7648 | 320.4995 | 567.6186 | 2150.4236 | 0 | 5.7713 | 0.0050289 | 0 | 2.1467 | 0 | 0 | 1514.256 | 0 | 0 | 0 | 9438.3912 | 117 | 17 | Fall
2018-04-27 18:00 | 166.8477 | 600.562 | 365.8791 | 1796.1865 | 1303.4783 | 0 | 32.3447 | 646.4087 | 293.9528 | 549.8931 | 1942.5304 | 0 | 4.3365 | 0.0050462 | 0 | 1.613 | 0 | 0 | 1471.0025 | 0 | 0 | 0 | 9175.0404 | 117 | 18 | Fall
2018-04-27 19:00 | 175.4489 | 484.6213 | 485.6017 | 1719.7066 | 1266.5616 | 0 | 33.5333 | 531.4899 | 317.9219 | 513.0774 | 1847.9887 | 0 | 2.473 | 0.005126 | 0 | 0.91987 | 0 | 0 | 1553.1206 | 0 | 0 | 0 | 8932.47 | 117 | 19 | Fall
2018-04-27 20:00 | 183.3429 | 388.8574 | 638.6909 | 1684.49 | 1215.9268 | 0 | 34.0695 | 438.2674 | 416.2357 | 418.8474 | 1750.3133 | 0 | 1.9007 | 0.0051314 | 0 | 0.70699 | 0 | 0 | 1540.5724 | 0 | 0 | 0 | 8712.2267 | 117 | 20 | Fall
2018-04-27 21:00 | 195.4606 | 323.2655 | 679.4488 | 1612.9157 | 1149.8842 | 0 | 16.7855 | 380.6941 | 384.597 | 337.0466 | 1662.5902 | 0 | 1.4134 | 0.0050049 | 0 | 0.52573 | 0 | 0 | 1495.3141 | 0 | 0 | 0 | 8239.9464 | 117 | 21 | Fall
2018-04-27 22:00 | 225.9353 | 255.5396 | 365.4148 | 1351.6831 | 993.8807 | 0 | 16.5783 | 336.9521 | 331.1797 | 276.6834 | 1606.9977 | 0 | 0.91725 | 0.0048652 | 0 | 0.34118 | 0 | 0 | 1441.5714 | 0 | 0 | 0 | 7203.6794 | 117 | 22 | Fall
2018-04-27 23:00 | 254.1446 | 201.1515 | 135.6577 | 1037.0475 | 910.7258 | 0 | 18.5349 | 312.012 | 297.0686 | 236.4198 | 1570.7655 | 0 | 0.6609 | 0.005392 | 0 | 0.24583 | 0 | 0 | 1427.3752 | 0 | 0 | 0 | 6401.8152 | 117 | 23 | Fall
2018-04-28 | 273.1434 | 173.6131 | 86.1807 | 702.6906 | 881.2892 | 0 | 18.9176 | 267.9961 | 279.5245 | 197.3156 | 1506.1533 | 0 | 0.38402 | 0.0058887 | 0 | 0.14284 | 0 | 0 | 1481.6136 | 0 | 0 | 0 | 5868.9704 | 118 | 0 | Fall
2018-04-28 01:00 | 281.2772 | 155.0983 | 79.1176 | 546.8068 | 865.9851 | 0 | 17.6567 | 277.3171 | 255.9752 | 164.8509 | 1557.1641 | 0 | 0.246 | 0.005806 | 0 | 0.091502 | 0 | 0 | 1483.9671 | 0 | 0 | 0 | 5685.5594 | 118 | 1 | Fall
2018-04-28 02:00 | 322.8912 | 138.8971 | 77.3015 | 470.5082 | 859.0446 | 0 | 18.205 | 271.7618 | 250.1968 | 166.1157 | 1530.9542 | 0 | 0.11548 | 0.0058763 | 0 | 0.042952 | 0 | 0 | 1505.5882 | 0 | 0 | 0 | 5611.6287 | 118 | 2 | Fall
2018-04-28 03:00 | 358.0371 | 128.3587 | 77.3015 | 464.3116 | 859.969 | 0 | 20.6488 | 286.7036 | 248.3003 | 180.7652 | 1497.1429 | 0 | 0.15176 | 0.0058945 | 0 | 0.056447 | 0 | 0 | 1518.5785 | 0 | 0 | 0 | 5640.3314 | 118 | 3 | Fall
2018-04-28 04:00 | 390.4759 | 110.2011 | 77.8084 | 472.6827 | 877.4439 | 0 | 24.0154 | 297.1858 | 250.4716 | 199.5274 | 1449.9068 | 0 | 0.084952 | 0.0060804 | 0 | 0.031599 | 0 | 0 | 1590.3657 | 0 | 0 | 0 | 5740.2073 | 118 | 4 | Fall
2018-04-28 05:00 | 420.3831 | 102.3276 | 84.5052 | 568.661 | 899.3749 | 0 | 37.1843 | 324.4335 | 255.7728 | 228.4938 | 1396.508 | 0 | 0.35211 | 0.0072338 | 0 | 0.13097 | 0 | 0 | 1692.057 | 0 | 0 | 0 | 6010.1916 | 118 | 5 | Fall
2018-04-28 06:00 | 456.9695 | 103.2773 | 125.4571 | 805.245 | 930.5683 | 0 | 105.0668 | 393.98 | 134.9846 | 282.1604 | 1505.2127 | 0 | 0.90252 | 0.0058363 | 0 | 0.3357 | 0 | 0 | 1668.3871 | 0 | 0 | 0 | 6512.5528 | 118 | 6 | Fall
2018-04-28 07:00 | 447.9636 | 109.0639 | 195.667 | 1124.979 | 993.4873 | 0 | 82.4348 | 440.7334 | 144.6223 | 321.7703 | 1486.0485 | 0 | 1.636 | 0.0052825 | 0 | 0.60851 | 0 | 0 | 1702.1322 | 0 | 0 | 0 | 7051.1522 | 118 | 7 | Fall
2018-04-28 08:00 | 405.6159 | 111.6085 | 259.2842 | 1429.1655 | 1081.6559 | 0 | 69.584 | 485.1887 | 189.3831 | 455.7116 | 1459.9881 | 0 | 1.768 | 0.0052279 | 0 | 0.65763 | 0 | 0 | 1766.2366 | 0 | 0 | 0 | 7715.853 | 118 | 8 | Fall
2018-04-28 09:00 | 375.5444 | 130.349 | 286.3581 | 1562.6529 | 1129.7504 | 0 | 60.5607 | 557.2605 | 216.2907 | 512.1006 | 1471.5645 | 0 | 1.6387 | 0.0052986 | 0 | 0.60953 | 0 | 0 | 1833.4758 | 0 | 0 | 0 | 8138.161 | 118 | 9 | Fall
2018-04-28 10:00 | 342.3981 | 161.8712 | 281.4813 | 1611.4296 | 1136.4025 | 0 | 51.8376 | 632.1973 | 230.3457 | 551.8932 | 1533.5512 | 0 | 1.8393 | 0.0052756 | 0 | 0.68413 | 0 | 0 | 1809.9272 | 0 | 0 | 0 | 8345.8635 | 118 | 10 | Fall
2018-04-28 11:00 | 313.4261 | 207.1356 | 258.5482 | 1609.064 | 1139.7891 | 0 | 44.9828 | 694.6171 | 237.352 | 586.3715 | 1574.19 | 0 | 2.243 | 0.0053076 | 0 | 0.83432 | 0 | 0 | 1817.8016 | 0 | 0 | 0 | 8486.3609 | 118 | 11 | Fall
2018-04-28 12:00 | 283.9178 | 241.3825 | 245.2653 | 1631.5604 | 1147.451 | 0 | 37.9674 | 726.4591 | 239.1115 | 605.9392 | 1597.9018 | 0 | 2.5498 | 0.0052572 | 0 | 0.94842 | 0 | 0 | 1821.2873 | 0 | 0 | 0 | 8581.7468 | 118 | 12 | Fall
2018-04-28 13:00 | 239.5447 | 283.4328 | 239.024 | 1505.9873 | 1117.6258 | 0 | 34.2033 | 740.1792 | 238.5164 | 621.7493 | 1609.9614 | 0 | 2.5759 | 0.0052304 | 0 | 0.95811 | 0 | 0 | 1817.3805 | 0 | 0 | 0 | 8451.144 | 118 | 13 | Fall
2018-04-28 14:00 | 206.5802 | 364.2047 | 242.2054 | 1469.6184 | 1103.9264 | 0 | 29.9774 | 756.5435 | 234.9383 | 623.8784 | 1631.1355 | 0 | 2.9308 | 0.0052152 | 0 | 1.0901 | 0 | 0 | 1813.4027 | 0 | 0 | 0 | 8480.437 | 118 | 14 | Fall
2018-04-28 15:00 | 186.0981 | 462.7604 | 253.3017 | 1475.7579 | 1147.1271 | 0 | 27.9984 | 774.6051 | 229.9111 | 614.5882 | 1678.883 | 0 | 3.9871 | 0.0051346 | 0 | 1.483 | 0 | 0 | 1778.5093 | 0 | 0 | 0 | 8635.0156 | 118 | 15 | Fall
2018-04-28 16:00 | 177.2375 | 551.6499 | 276.4659 | 1632.6969 | 1225.9669 | 0 | 27.976 | 774.3566 | 225.8078 | 515.3613 | 1741.6208 | 0 | 5.2392 | 0.0051455 | 0 | 1.9488 | 0 | 0 | 1716.002 | 0 | 0 | 0 | 8872.3346 | 118 | 16 | Fall
2018-04-28 17:00 | 165.5549 | 640.6923 | 317.8403 | 1761.2588 | 1317.1208 | 0 | 26.828 | 720.0658 | 223.5492 | 500.01 | 1803.5482 | 0 | 6.1644 | 0.0051434 | 0 | 2.2929 | 0 | 0 | 1617.6254 | 0 | 0 | 0 | 9102.556 | 118 | 17 | Fall
2018-04-28 18:00 | 166.2652 | 634.2207 | 386.1381 | 1818.6452 | 1328.2674 | 0 | 29.2732 | 650.3022 | 222.7556 | 473.8708 | 1709.4431 | 0 | 4.7046 | 0.0052894 | 0 | 1.7499 | 0 | 0 | 1596.0066 | 0 | 0 | 0 | 9021.6479 | 118 | 18 | Fall
2018-04-28 19:00 | 179.4808 | 565.0533 | 509.051 | 1764.5944 | 1286.7335 | 0 | 34.7478 | 562.3097 | 265.8345 | 431.442 | 1699.4077 | 0 | 2.6242 | 0.0053372 | 0 | 0.9761 | 0 | 0 | 1648.0387 | 0 | 0 | 0 | 8950.2991 | 118 | 19 | Fall
2018-04-28 20:00 | 198.5434 | 487.9355 | 663.118 | 1700.3102 | 1229.8181 | 0 | 41.9046 | 478.7651 | 382.351 | 378.7324 | 1680.8259 | 0 | 1.995 | 0.0055236 | 0 | 0.74207 | 0 | 0 | 1617.1475 | 0 | 0 | 0 | 8862.1944 | 118 | 20 | Fall
2018-04-28 21:00 | 217.2556 | 413.8664 | 714.4457 | 1611.6181 | 1164.3583 | 0 | 23.1103 | 395.378 | 359.3392 | 327.341 | 1637.0345 | 0 | 1.487 | 0.0054462 | 0 | 0.5531 | 0 | 0 | 1573.7436 | 0 | 0 | 0 | 8439.5361 | 118 | 21 | Fall
2018-04-28 22:00 | 244.6505 | 331.3035 | 404.0732 | 1353.7507 | 1008.8678 | 0 | 23.7633 | 347.0645 | 310.6487 | 261.282 | 1581.5595 | 0 | 0.96594 | 0.0054159 | 0 | 0.35929 | 0 | 0 | 1518.484 | 0 | 0 | 0 | 7386.7782 | 118 | 22 | Fall
2018-04-28 23:00 | 278.4853 | 268.8709 | 148.2204 | 1012.3268 | 919.5156 | 0 | 25.4227 | 314.3441 | 276.083 | 208.6638 | 1542.7824 | 0 | 0.68502 | 0.0052699 | 0 | 0.2548 | 0 | 0 | 1479.6241 | 0 | 0 | 0 | 6475.2841 | 118 | 23 | Fall
2018-04-29 | 299.9463 | 233.5367 | 89.6145 | 704.1386 | 885.5092 | 0 | 24.9059 | 287.6802 | 262.7998 | 175.9781 | 1547.7876 | 0 | 0.98246 | 0.0079709 | 0 | 0.36543 | 0 | 0 | 1141.8636 | 0 | 0 | 0 | 5655.1163 | 119 | 0 | Fall
2018-04-29 01:00 | 321.8488 | 205.8549 | 79.7976 | 540.9948 | 867.4387 | 0 | 17.3727 | 262.9825 | 246.2238 | 167.017 | 1436.644 | 0 | 0.39471 | 0.0077783 | 0 | 0.14682 | 0 | 0 | 1143.2745 | 0 | 0 | 0 | 5289.9987 | 119 | 1 | Fall
2018-04-29 02:00 | 371.6121 | 187.4913 | 77.3015 | 473.4304 | 859.6281 | 0 | 21.1997 | 260.7678 | 241.1178 | 170.0508 | 1430.7921 | 0 | 0.34022 | 0.0078436 | 0 | 0.12655 | 0 | 0 | 1105.4487 | 0 | 0 | 0 | 5199.315 | 119 | 2 | Fall
2018-04-29 03:00 | 415.0802 | 164.2971 | 77.3015 | 458.3872 | 860.0499 | 0 | 24.0777 | 260.6568 | 237.6324 | 186.0598 | 1387.7021 | 0 | 0.24472 | 0.0078392 | 0 | 0.091027 | 0 | 0 | 1069.5009 | 0 | 0 | 0 | 5141.0892 | 119 | 3 | Fall
2018-04-29 04:00 | 465.7388 | 162.1879 | 77.7811 | 488.4645 | 877.2614 | 0 | 26.9031 | 266.1931 | 242.2733 | 203.3526 | 1354.8697 | 0 | 0.047346 | 0.007849 | 0 | 0.017611 | 0 | 0 | 1077.5394 | 0 | 0 | 0 | 5242.6377 | 119 | 4 | Fall
2018-04-29 05:00 | 519.7468 | 160.8516 | 84.2186 | 580.9537 | 899.1077 | 0 | 45.0075 | 303.0439 | 251.3872 | 235.2497 | 1320.1457 | 0 | 0.14553 | 0.0083258 | 0 | 0.054131 | 0 | 0 | 1076.9952 | 0 | 0 | 0 | 5476.9156 | 119 | 5 | Fall
2018-04-29 06:00 | 567.4564 | 160.6616 | 122.5068 | 820.0336 | 929.0718 | 0 | 124.0583 | 347.3714 | 126.6623 | 282.5278 | 1265.2003 | 0 | 0.30663 | 0.0078205 | 0 | 0.11405 | 0 | 0 | 1067.4121 | 0 | 0 | 0 | 5813.391 | 119 | 6 | Fall
2018-04-29 07:00 | 535.1222 | 162.4739 | 192.6852 | 1165.053 | 993.2941 | 0 | 91.7649 | 371.7379 | 120.0336 | 313.4661 | 1235.8067 | 0 | 0.52111 | 0.0080652 | 0 | 0.19383 | 0 | 0 | 1029.2791 | 0 | 0 | 0 | 6211.4397 | 119 | 7 | Fall
2018-04-29 08:00 | 461.7735 | 179.0025 | 259.3327 | 1502.3721 | 1082.4572 | 0 | 76.9066 | 395.7768 | 137.9289 | 444.64 | 1275.7444 | 0 | 0.97747 | 0.0075933 | 0 | 0.36358 | 0 | 0 | 1016.997 | 0 | 0 | 0 | 6834.2803 | 119 | 8 | Fall
2018-04-29 09:00 | 387.574 | 193.6945 | 288.9516 | 1615.554 | 1132.0954 | 0 | 62.3838 | 446.3143 | 158.1587 | 484.6392 | 1293.7131 | 0 | 1.7278 | 0.0075621 | 0 | 0.64269 | 0 | 0 | 1017.2018 | 0 | 0 | 0 | 7082.6586 | 119 | 9 | Fall
2018-04-29 10:00 | 315.3087 | 236.8811 | 282.859 | 1578.9887 | 1137.6459 | 0 | 51.2799 | 494.4138 | 177.2739 | 514.0037 | 1309.5744 | 0 | 2.344 | 0.0076172 | 0 | 0.87188 | 0 | 0 | 1011.8541 | 0 | 0 | 0 | 7113.3067 | 119 | 10 | Fall
2018-04-29 11:00 | 260.0507 | 294.2768 | 257.3806 | 1573.7556 | 1139.3691 | 0 | 41.557 | 543.9344 | 191.8208 | 542.3421 | 1337.8689 | 0 | 2.9611 | 0.0076442 | 0 | 1.1014 | 0 | 0 | 1010.5827 | 0 | 0 | 0 | 7197.0089 | 119 | 11 | Fall
2018-04-29 12:00 | 214.6576 | 381.545 | 245.3904 | 1684.2943 | 1148.6107 | 0 | 31.8843 | 596.5957 | 200.512 | 560.5996 | 1390.8021 | 0 | 3.7328 | 0.0076485 | 0 | 1.3885 | 0 | 0 | 1011.1615 | 0 | 0 | 0 | 7471.1822 | 119 | 12 | Fall
2018-04-29 13:00 | 160.0944 | 495.4118 | 239.882 | 1533.0178 | 1119.0967 | 0 | 26.1145 | 636.393 | 204.1428 | 574.5464 | 1432.3599 | 0 | 3.8449 | 0.0075719 | 0 | 1.4301 | 0 | 0 | 1015.1378 | 0 | 0 | 0 | 7441.4795 | 119 | 13 | Fall
2018-04-29 14:00 | 123.8552 | 636.8266 | 243.0435 | 1418.1358 | 1104.262 | 0 | 21.6469 | 660.445 | 202.0859 | 586.4005 | 1477.5118 | 0 | 4.0383 | 0.0076497 | 0 | 1.5021 | 0 | 0 | 1032.2872 | 0 | 0 | 0 | 7512.0485 | 119 | 14 | Fall
2018-04-29 15:00 | 103.9638 | 779.5698 | 251.139 | 1544.7923 | 1145.7154 | 0 | 19.0498 | 673.2998 | 194.6806 | 579.4332 | 1516.5853 | 0 | 4.3073 | 0.0077699 | 0 | 1.6021 | 0 | 0 | 1030.4071 | 0 | 0 | 0 | 7844.5533 | 119 | 15 | Fall
2018-04-29 16:00 | 82.6856 | 843.801 | 276.9237 | 1656.4879 | 1224.6188 | 0 | 17.2421 | 653.8204 | 185.3981 | 492.5336 | 1545.832 | 0 | 4.8057 | 0.0077585 | 0 | 1.7875 | 0 | 0 | 1017.2245 | 0 | 0 | 0 | 8003.1686 | 119 | 16 | Fall
2018-04-29 17:00 | 65.5587 | 894.6433 | 318.3484 | 1768.1555 | 1313.915 | 0 | 15.4194 | 603.7983 | 175.184 | 478.2798 | 1571.18 | 0 | 4.3094 | 0.0076969 | 0 | 1.6029 | 0 | 0 | 979.9034 | 0 | 0 | 0 | 8190.3058 | 119 | 17 | Fall
2018-04-29 18:00 | 63.3232 | 813.8685 | 387.0679 | 1824.5863 | 1326.521 | 0 | 16.4232 | 539.2684 | 164.6234 | 455.4922 | 1583.9365 | 0 | 4.9432 | 0.0064611 | 0 | 1.8387 | 0 | 0 | 958.6222 | 0 | 0 | 0 | 8140.5211 | 119 | 18 | Fall
2018-04-29 19:00 | 73.9223 | 648.8014 | 510.8169 | 1750.3573 | 1286.2226 | 0 | 21.322 | 454.6222 | 187.0052 | 419.0343 | 1561.8899 | 0 | 5.0121 | 0.0065402 | 0 | 1.8643 | 0 | 0 | 990.6607 | 0 | 0 | 0 | 7911.5376 | 119 | 19 | Fall
2018-04-29 20:00 | 82.1298 | 478.7954 | 666.8963 | 1700.1246 | 1228.22 | 0 | 27.7843 | 389.4006 | 303.6159 | 369.6813 | 1527.7768 | 0 | 4.1263 | 0.0065018 | 0 | 1.5348 | 0 | 0 | 981.6797 | 0 | 0 | 0 | 7761.7725 | 119 | 20 | Fall
2018-04-29 21:00 | 102.4231 | 380.6719 | 711.4091 | 1586.5897 | 1161.5777 | 0 | 13.6716 | 342.6683 | 292.2346 | 322.7432 | 1478.6656 | 0 | 3.2983 | 0.0064392 | 0 | 1.2268 | 0 | 0 | 943.387 | 0 | 0 | 0 | 7340.5733 | 119 | 21 | Fall
2018-04-29 22:00 | 132.7154 | 289.7621 | 399.8142 | 1318.083 | 1007.5124 | 0 | 14.0659 | 320.1225 | 280.3088 | 263.4972 | 1425.497 | 0 | 2.5791 | 0.0062787 | 0 | 0.95931 | 0 | 0 | 982.6867 | 0 | 0 | 0 | 6437.61 | 119 | 22 | Fall
2018-04-29 23:00 | 169.9875 | 219.2752 | 146.4943 | 984.1382 | 918.8519 | 0 | 16.8479 | 302.1007 | 267.4478 | 210.6979 | 1387.8625 | 0 | 1.7802 | 0.006215 | 0 | 0.66215 | 0 | 0 | 1062.1012 | 0 | 0 | 0 | 5688.2538 | 119 | 23 | Fall
2018-04-30 | 207.3385 | 173.6105 | 89.2495 | 733.61 | 885.3356 | 0 | 19.1702 | 272.6672 | 254.282 | 177.6842 | 1415.5104 | 0 | 0.95935 | 0.0074193 | 0 | 0.35684 | 0 | 0 | 1114.9755 | 0 | 0 | 0 | 5344.7572 | 120 | 0 | Fall
2018-04-30 01:00 | 250.6933 | 157.0072 | 79.7619 | 552.0917 | 867.3567 | 0 | 17.0397 | 245.2145 | 269.2645 | 174.226 | 1478.6466 | 0 | 0.38847 | 0.0073413 | 0 | 0.1445 | 0 | 0 | 1125.8808 | 0 | 0 | 0 | 5217.7234 | 120 | 1 | Fall
2018-04-30 02:00 | 319.0123 | 153.0722 | 77.6273 | 480.7544 | 859.4764 | 0 | 21.9333 | 246.7171 | 266.4335 | 164.0618 | 1445.5446 | 0 | 0.33657 | 0.008048 | 0 | 0.12519 | 0 | 0 | 1093.8656 | 0 | 0 | 0 | 5128.9683 | 120 | 2 | Fall
2018-04-30 03:00 | 363.6278 | 144.0332 | 77.6273 | 475.064 | 860.0022 | 0 | 26.1778 | 261.1202 | 267.755 | 166.5626 | 1409.419 | 0 | 0.24113 | 0.0079377 | 0 | 0.089692 | 0 | 0 | 1054.861 | 0 | 0 | 0 | 5106.5887 | 120 | 3 | Fall
2018-04-30 04:00 | 424.3402 | 139.1667 | 77.8804 | 566.8694 | 877.9672 | 0 | 33.5023 | 289.1283 | 278.5289 | 196.2752 | 1411.5797 | 0 | 0.046913 | 0.0080253 | 0 | 0.01745 | 0 | 0 | 1061.8871 | 0 | 0 | 0 | 5357.1977 | 120 | 4 | Fall
2018-04-30 05:00 | 505.6841 | 152.6972 | 89.999 | 822.3985 | 904.0059 | 0 | 56.0656 | 360.022 | 308.6883 | 249.4093 | 1471.0486 | 0 | 0.1429 | 0.0078832 | 0 | 0.053154 | 0 | 0 | 1058.6778 | 0 | 0 | 0 | 5978.9002 | 120 | 5 | Fall
2018-04-30 06:00 | 529.3276 | 149.2606 | 179.5437 | 1216.4281 | 959.9219 | 0 | 142.7296 | 477.7358 | 222.4776 | 327.5889 | 1780.761 | 0 | 0.30226 | 0.0080405 | 0 | 0.11243 | 0 | 0 | 1052.1608 | 0 | 0 | 0 | 7038.3585 | 120 | 6 | Fall
2018-04-30 07:00 | 462.2004 | 146.4479 | 246.6467 | 1409.3167 | 1032.4038 | 0 | 110.0205 | 599.0237 | 281.9675 | 446.9395 | 2019.6483 | 0 | 0.50997 | 0.0076549 | 0 | 0.18969 | 0 | 0 | 1005.8008 | 0 | 0 | 0 | 7761.1231 | 120 | 7 | Fall
2018-04-30 08:00 | 356.7019 | 153.3597 | 244.062 | 1396.2299 | 1074.7752 | 0 | 74.9239 | 704.1433 | 373.1925 | 673.6596 | 2262.3134 | 0 | 0.94653 | 0.0063899 | 0 | 0.35207 | 0 | 0 | 985.0122 | 0 | 0 | 0 | 8299.6786 | 120 | 8 | Fall
2018-04-30 09:00 | 249.5803 | 172.9498 | 237.1564 | 1407.4254 | 1099.3254 | 0 | 40.8277 | 815.6151 | 427.9549 | 777.8662 | 2474.8876 | 0 | 1.6877 | 0.0065115 | 0 | 0.62777 | 0 | 0 | 993.5404 | 0 | 0 | 0 | 8699.4512 | 120 | 9 | Fall
2018-04-30 10:00 | 183.198 | 221.0124 | 221.3307 | 1474.2185 | 1098.5421 | 0 | 22.4348 | 925.1669 | 455.032 | 831.9435 | 2638.8292 | 0 | 2.302 | 0.0064851 | 0 | 0.85624 | 0 | 0 | 993.7306 | 0 | 0 | 0 | 9068.6035 | 120 | 10 | Fall
2018-04-30 11:00 | 143.0901 | 301.0953 | 204.1203 | 1453.5603 | 1100.1049 | 0 | 15.1477 | 1021.5172 | 462.2699 | 855.9012 | 2689.9765 | 0 | 2.9387 | 0.006484 | 0 | 1.0931 | 0 | 0 | 1002.997 | 0 | 0 | 0 | 9253.8185 | 120 | 11 | Fall
2018-04-30 12:00 | 120.9862 | 399.856 | 196.0933 | 1371.2893 | 1107.8671 | 0 | 12.94 | 1072.5869 | 458.6284 | 844.1726 | 2668.6977 | 0 | 3.7141 | 0.0064717 | 0 | 1.3815 | 0 | 0 | 1006.0934 | 0 | 0 | 0 | 9264.313 | 120 | 12 | Fall
2018-04-30 13:00 | 102.3184 | 498.8282 | 188.7966 | 1277.3563 | 1075.5222 | 0 | 13.6533 | 1090.9023 | 444.9337 | 807.4365 | 2591.0355 | 0 | 3.8114 | 0.0064705 | 0 | 1.4177 | 0 | 0 | 1006.238 | 0 | 0 | 0 | 9102.2566 | 120 | 13 | Fall
2018-04-30 14:00 | 97.942 | 611.7475 | 190.1697 | 1255.6248 | 1062.2718 | 0 | 13.9327 | 1074.8369 | 418.6017 | 765.3044 | 2458.7766 | 0 | 3.995 | 0.0064682 | 0 | 1.486 | 0 | 0 | 1021.3219 | 0 | 0 | 0 | 8976.0175 | 120 | 14 | Fall
2018-04-30 15:00 | 93.0973 | 744.8524 | 204.6041 | 1290.0674 | 1103.0428 | 0 | 14.6685 | 1033.0288 | 385.4904 | 734.8479 | 2330.8758 | 0 | 4.2507 | 0.0064929 | 0 | 1.5811 | 0 | 0 | 1016.7771 | 0 | 0 | 0 | 8957.1908 | 120 | 15 | Fall
2018-04-30 16:00 | 92.653 | 851.158 | 237.598 | 1436.9015 | 1183.499 | 0 | 14.7159 | 959.8262 | 352.9692 | 588.205 | 2232.0612 | 0 | 4.756 | 0.0078841 | 0 | 1.769 | 0 | 0 | 1006.7741 | 0 | 0 | 0 | 8962.8942 | 120 | 16 | Fall
2018-04-30 17:00 | 94.7769 | 925.3839 | 291.4547 | 1720.2583 | 1282.4952 | 0 | 13.0148 | 861.7306 | 320.6486 | 564.8303 | 2151.2535 | 0 | 4.3285 | 0.006532 | 0 | 1.61 | 0 | 0 | 984.3136 | 0 | 0 | 0 | 9216.1056 | 120 | 17 | Fall
2018-04-30 18:00 | 98.7875 | 887.5019 | 367.3923 | 1821.7313 | 1303.8845 | 0 | 16.366 | 746.9359 | 294.2028 | 544.4159 | 1943.2761 | 0 | 4.9524 | 0.006587 | 0 | 1.8421 | 0 | 0 | 960.3754 | 0 | 0 | 0 | 8991.6707 | 120 | 18 | Fall
2018-04-30 19:00 | 105.3015 | 744.8835 | 488.8355 | 1747.4855 | 1268.2575 | 0 | 18.2455 | 592.2855 | 299.9387 | 507.966 | 1848.5402 | 0 | 5.0478 | 0.0066742 | 0 | 1.8776 | 0 | 0 | 997.779 | 0 | 0 | 0 | 8626.4505 | 120 | 19 | Fall
2018-04-30 20:00 | 113.6289 | 578.8169 | 640.0875 | 1639.7557 | 1214.7353 | 0 | 20.745 | 462.6223 | 416.442 | 416.9599 | 1750.6478 | 0 | 4.1417 | 0.0065811 | 0 | 1.5406 | 0 | 0 | 985.3652 | 0 | 0 | 0 | 8245.4953 | 120 | 20 | Fall
2018-04-30 21:00 | 129.8219 | 477.2363 | 680.8965 | 1605.9199 | 1149.5413 | 0 | 13.1161 | 388.0215 | 384.8451 | 331.8767 | 1662.745 | 0 | 3.2749 | 0.0065332 | 0 | 1.2181 | 0 | 0 | 936.7609 | 0 | 0 | 0 | 7765.2808 | 120 | 21 | Fall
2018-04-30 22:00 | 149.1136 | 378.9242 | 364.0719 | 1434.692 | 992.767 | 0 | 11.684 | 346.1933 | 331.3103 | 272.4166 | 1607.0386 | 0 | 2.561 | 0.0065025 | 0 | 0.95259 | 0 | 0 | 975.7216 | 0 | 0 | 0 | 6867.4532 | 120 | 22 | Fall
2018-04-30 23:00 | 161.7654 | 300.488 | 136.0361 | 1055.6433 | 910.5416 | 0 | 12.2764 | 322.1474 | 297.0712 | 233.739 | 1570.8671 | 0 | 1.7626 | 0.0062002 | 0 | 0.65561 | 0 | 0 | 1051.6714 | 0 | 0 | 0 | 6054.6712 | 120 | 23 | Fall
2018-05-01 | 176.1645 | 248.6142 | 86.6999 | 717.9774 | 882.1312 | 0 | 13.0134 | 272.8223 | 279.5264 | 195.8263 | 1505.9626 | 0 | 0.37453 | 0.0054516 | 0 | 0.13931 | 0 | 0 | 1444.8621 | 0 | 0 | 0 | 5824.1195 | 121 | 0 | Fall
2018-05-01 01:00 | 193.8848 | 198.4045 | 79.4104 | 556.1853 | 866.5942 | 0 | 9.6797 | 252.3389 | 269.2645 | 171.4034 | 1478.6466 | 0 | 0.2416 | 0.0058924 | 0 | 0.089866 | 0 | 0 | 1454.4261 | 0 | 0 | 0 | 5530.5757 | 121 | 1 | Fall
2018-05-01 02:00 | 228.1166 | 167.5289 | 77.7954 | 469.069 | 859.4415 | 0 | 11.9431 | 254.2445 | 266.4335 | 163.1431 | 1445.5446 | 0 | 0.11357 | 0.0058912 | 0 | 0.042244 | 0 | 0 | 1481.2848 | 0 | 0 | 0 | 5424.7069 | 121 | 2 | Fall
2018-05-01 03:00 | 266.9406 | 148.3015 | 77.7954 | 470.9245 | 860.2175 | 0 | 15.7658 | 271.1171 | 267.755 | 166.598 | 1409.419 | 0 | 0.14983 | 0.0059736 | 0 | 0.055731 | 0 | 0 | 1501.1373 | 0 | 0 | 0 | 5456.1832 | 121 | 3 | Fall
2018-05-01 04:00 | 329.5091 | 139.71 | 77.9642 | 554.2121 | 878.4474 | 0 | 23.2482 | 300.1727 | 278.5289 | 196.7405 | 1411.5797 | 0 | 0.08366 | 0.0060965 | 0 | 0.031118 | 0 | 0 | 1568.7427 | 0 | 0 | 0 | 5758.9762 | 121 | 4 | Fall
2018-05-01 05:00 | 392.8224 | 134.3138 | 89.1099 | 820.0686 | 904.8421 | 0 | 39.7707 | 373.2959 | 308.6883 | 249.3064 | 1471.0486 | 0 | 0.35346 | 0.0061029 | 0 | 0.13147 | 0 | 0 | 1697.7993 | 0 | 0 | 0 | 6481.5571 | 121 | 5 | Fall
2018-05-01 06:00 | 417.8657 | 126.4231 | 174.1001 | 1215.1505 | 961.4146 | 0 | 104.7443 | 501.1515 | 222.4776 | 327.9389 | 1780.761 | 0 | 0.90324 | 0.0053675 | 0 | 0.33597 | 0 | 0 | 1670.063 | 0 | 0 | 0 | 7503.3349 | 121 | 6 | Fall
2018-05-01 07:00 | 380.8533 | 116.3529 | 237.591 | 1408.759 | 1033.6123 | 0 | 78.867 | 623.6852 | 281.9675 | 447.0613 | 2019.6483 | 0 | 1.6444 | 0.0054225 | 0 | 0.61166 | 0 | 0 | 1711.2149 | 0 | 0 | 0 | 8341.8743 | 121 | 7 | Fall
2018-05-01 08:00 | 304.5108 | 126.9221 | 231.4547 | 1423.3135 | 1074.973 | 0 | 50.3131 | 731.0383 | 373.1925 | 674.5762 | 2262.3134 | 0 | 1.816 | 0.005515 | 0 | 0.67547 | 0 | 0 | 1814.0607 | 0 | 0 | 0 | 9069.1653 | 121 | 8 | Fall
2018-05-01 09:00 | 235.3296 | 148.8976 | 218.7319 | 1437.7591 | 1098.3572 | 0 | 30.0645 | 854.175 | 427.9549 | 774.68 | 2474.8876 | 0 | 1.6899 | 0.005593 | 0 | 0.62856 | 0 | 0 | 1890.5226 | 0 | 0 | 0 | 9593.6839 | 121 | 9 | Fall
2018-05-01 10:00 | 178.7677 | 193.4777 | 205.4832 | 1437.6614 | 1097.9735 | 0 | 19.2513 | 981.4969 | 455.032 | 832.1649 | 2638.8292 | 0 | 1.9154 | 0.005645 | 0 | 0.71245 | 0 | 0 | 1884.6965 | 0 | 0 | 0 | 9927.468 | 121 | 10 | Fall
2018-05-01 11:00 | 140.3306 | 258.0189 | 190.1314 | 1440.8498 | 1099.9732 | 0 | 11.9019 | 1081.1591 | 462.2699 | 853.6593 | 2689.9765 | 0 | 2.3198 | 0.005613 | 0 | 0.86286 | 0 | 0 | 1880.0716 | 0 | 0 | 0 | 10111.5304 | 121 | 11 | Fall
2018-05-01 12:00 | 119.1416 | 339.1744 | 184.294 | 1379.9144 | 1108.8056 | 0 | 9.2372 | 1137.6746 | 458.6284 | 841.2229 | 2668.6977 | 0 | 2.6396 | 0.0056217 | 0 | 0.98181 | 0 | 0 | 1885.2598 | 0 | 0 | 0 | 10135.6777 | 121 | 12 | Fall
2018-05-01 13:00 | 89.5917 | 433.7875 | 177.2553 | 1216.6749 | 1076.0342 | 0 | 8.3682 | 1145.5866 | 444.9337 | 807.4393 | 2591.0355 | 0 | 2.6486 | 0.0055887 | 0 | 0.98515 | 0 | 0 | 1868.5075 | 0 | 0 | 0 | 9862.8537 | 121 | 13 | Fall
2018-05-01 14:00 | 68.8662 | 528.8431 | 179.4199 | 1194.0924 | 1063.6926 | 0 | 6.7847 | 1109.7385 | 418.6017 | 764.1823 | 2458.7766 | 0 | 3.0029 | 0.0055495 | 0 | 1.117 | 0 | 0 | 1857.8194 | 0 | 0 | 0 | 9654.9427 | 121 | 14 | Fall
2018-05-01 15:00 | 57.4264 | 614.8201 | 194.3317 | 1277.6576 | 1106.0015 | 0 | 6.6585 | 1062.7223 | 385.4904 | 735.4769 | 2330.8758 | 0 | 4.1358 | 0.0055738 | 0 | 1.5383 | 0 | 0 | 1844.8571 | 0 | 0 | 0 | 9621.9979 | 121 | 15 | Fall
2018-05-01 16:00 | 53.64 | 703.4498 | 223.5741 | 1458.28 | 1187.7429 | 0 | 7.3214 | 982.4104 | 352.9692 | 585.7144 | 2232.0612 | 0 | 5.4654 | 0.0056138 | 0 | 2.0329 | 0 | 0 | 1789.9929 | 0 | 0 | 0 | 9584.6602 | 121 | 16 | Fall
2018-05-01 17:00 | 48.5861 | 786.3631 | 270.1526 | 1678.7006 | 1286.5828 | 0 | 8.378 | 872.7617 | 320.6486 | 563.8201 | 2151.2535 | 0 | 6.4161 | 0.0055598 | 0 | 2.3865 | 0 | 0 | 1683.5074 | 0 | 0 | 0 | 9679.5627 | 121 | 17 | Fall
2018-05-01 18:00 | 46.0902 | 769.7239 | 327.8641 | 1722.3217 | 1307.6503 | 0 | 10.3729 | 748.5981 | 294.2028 | 544.7982 | 1943.2761 | 0 | 4.8546 | 0.0057127 | 0 | 1.8057 | 0 | 0 | 1646.6621 | 0 | 0 | 0 | 9368.2264 | 121 | 18 | Fall
2018-05-01 19:00 | 51.6989 | 655.7681 | 424.0498 | 1688.8888 | 1271.4336 | 0 | 11.1272 | 601.1481 | 299.2355 | 507.3256 | 1848.5402 | 0 | 2.7291 | 0.0058908 | 0 | 1.0151 | 0 | 0 | 1714.0879 | 0 | 0 | 0 | 9077.0537 | 121 | 19 | Fall
2018-05-01 20:00 | 64.0277 | 538.3588 | 558.9188 | 1674.1124 | 1219.145 | 0 | 13.0423 | 471.3556 | 416.442 | 416.437 | 1750.6478 | 0 | 2.067 | 0.0058397 | 0 | 0.76883 | 0 | 0 | 1675.2715 | 0 | 0 | 0 | 8800.6005 | 121 | 20 | Fall
2018-05-01 21:00 | 82.0112 | 445.0336 | 618.6243 | 1612.4731 | 1151.2375 | 0 | 7.2127 | 394.1006 | 384.8451 | 331.7403 | 1662.745 | 0 | 1.5268 | 0.0058188 | 0 | 0.56792 | 0 | 0 | 1615.5367 | 0 | 0 | 0 | 8307.6606 | 121 | 21 | Fall
2018-05-01 22:00 | 105.4595 | 351.6838 | 353.7999 | 1321.1334 | 994.7207 | 0 | 7.2626 | 350.8293 | 331.3103 | 271.0466 | 1607.0386 | 0 | 0.97316 | 0.0056745 | 0 | 0.36198 | 0 | 0 | 1530.0225 | 0 | 0 | 0 | 7225.648 | 121 | 22 | Fall
2018-05-01 23:00 | 136.0752 | 280.9911 | 135.729 | 1029.2147 | 911.0131 | 0 | 9.3336 | 320.429 | 297.0712 | 235.8612 | 1570.8671 | 0 | 0.69966 | 0.005837 | 0 | 0.26024 | 0 | 0 | 1510.6082 | 0 | 0 | 0 | 6438.1591 | 121 | 23 | Fall
2018-05-02 | 178.0945 | 215.8104 | 86.1955 | 719.3119 | 881.6521 | 0 | 12.8187 | 268.8053 | 279.5264 | 194.122 | 1505.9626 | 0 | 0.39368 | 0.0058293 | 0 | 0.14643 | 0 | 0 | 1482.8189 | 0 | 0 | 0 | 5825.6643 | 122 | 0 | Winter
2018-05-02 01:00 | 215.8424 | 184.2979 | 79.3186 | 552.9785 | 866.4099 | 0 | 11.1629 | 246.7589 | 269.5294 | 172.2474 | 1478.1875 | 0 | 0.25503 | 0.0056083 | 0 | 0.094861 | 0 | 0 | 1507.369 | 0 | 0 | 0 | 5584.4579 | 122 | 1 | Winter
2018-05-02 02:00 | 257.2167 | 162.2201 | 77.7954 | 482.5607 | 859.3675 | 0 | 13.9526 | 249.9527 | 266.5707 | 163.3422 | 1447.029 | 0 | 0.12165 | 0.0056824 | 0 | 0.045248 | 0 | 0 | 1552.1377 | 0 | 0 | 0 | 5532.3179 | 122 | 2 | Winter
2018-05-02 03:00 | 303.549 | 145.9593 | 77.7954 | 470.7859 | 860.1892 | 0 | 17.9539 | 268.4469 | 267.699 | 165.581 | 1412.9785 | 0 | 0.16087 | 0.0057009 | 0 | 0.059836 | 0 | 0 | 1577.404 | 0 | 0 | 0 | 5568.5683 | 122 | 3 | Winter
2018-05-02 04:00 | 361.2617 | 127.1462 | 77.9683 | 559.7402 | 878.2759 | 0 | 23.9117 | 296.8343 | 278.346 | 197.8419 | 1415.3208 | 0 | 0.089592 | 0.0065288 | 0 | 0.033325 | 0 | 0 | 1646.6579 | 0 | 0 | 0 | 5863.4344 | 122 | 4 | Winter
2018-05-02 05:00 | 423.686 | 116.6189 | 88.8688 | 798.3584 | 904.7128 | 0 | 40.6315 | 371.6529 | 308.3191 | 247.3036 | 1476.3328 | 0 | 0.37588 | 0.0065274 | 0 | 0.13981 | 0 | 0 | 1766.6638 | 0 | 0 | 0 | 6543.6707 | 122 | 5 | Winter
2018-05-02 06:00 | 458.4358 | 119.368 | 175.5718 | 1200.7469 | 961.6092 | 0 | 116.5707 | 495.7837 | 221.1466 | 327.6398 | 1786.7213 | 0 | 0.96038 | 0.0057214 | 0 | 0.35722 | 0 | 0 | 1736.2666 | 0 | 0 | 0 | 7601.1837 | 122 | 6 | Winter
2018-05-02 07:00 | 422.309 | 126.4423 | 240.4913 | 1360.3226 | 1034.4941 | 0 | 89.4181 | 620.9091 | 279.4269 | 447.0495 | 2024.559 | 0 | 1.704 | 0.0050178 | 0 | 0.63382 | 0 | 0 | 1730.9987 | 0 | 0 | 0 | 8378.7633 | 122 | 7 | Winter
2018-05-02 08:00 | 361.3407 | 153.1949 | 235.3599 | 1387.3799 | 1076.6073 | 0 | 63.7378 | 722.8318 | 369.9993 | 671.7212 | 2265.9667 | 0 | 1.8682 | 0.0049588 | 0 | 0.6949 | 0 | 0 | 1821.2499 | 0 | 0 | 0 | 9131.9576 | 122 | 8 | Winter
2018-05-02 09:00 | 307.6812 | 180.8661 | 223.141 | 1384.7439 | 1100.3587 | 0 | 44.6015 | 821.6914 | 426.9046 | 772.6237 | 2476.1416 | 0 | 1.7354 | 0.005652 | 0 | 0.64548 | 0 | 0 | 1893.5782 | 0 | 0 | 0 | 9634.7184 | 122 | 9 | Winter
2018-05-02 10:00 | 252.2909 | 207.2741 | 210.9021 | 1479.1585 | 1101.0718 | 0 | 31.9145 | 914.4307 | 454.7857 | 831.6018 | 2638.4569 | 0 | 1.9534 | 0.0056345 | 0 | 0.72657 | 0 | 0 | 1874.2656 | 0 | 0 | 0 | 9998.8381 | 122 | 10 | Winter
2018-05-02 11:00 | 199.9658 | 253.3525 | 193.1759 | 1474.2162 | 1101.975 | 0 | 18.8882 | 992.6163 | 462.2038 | 849.0924 | 2687.2316 | 0 | 2.3571 | 0.0056472 | 0 | 0.87673 | 0 | 0 | 1863.2175 | 0 | 0 | 0 | 10099.1747 | 122 | 11 | Winter
2018-05-02 12:00 | 160.0976 | 314.5747 | 183.5882 | 1410.6237 | 1108.3133 | 0 | 11.3968 | 1045.9967 | 458.607 | 839.5088 | 2665.233 | 0 | 2.6764 | 0.0056536 | 0 | 0.99551 | 0 | 0 | 1863.8834 | 0 | 0 | 0 | 10065.5009 | 122 | 12 | Winter
2018-05-02 13:00 | 114.2059 | 394.6139 | 175.0907 | 1243.0458 | 1075.3743 | 0 | 8.7033 | 1080.6024 | 444.7941 | 805.7036 | 2587.6906 | 0 | 2.6901 | 0.0049484 | 0 | 1.0006 | 0 | 0 | 1849.256 | 0 | 0 | 0 | 9782.7763 | 122 | 13 | Winter
2018-05-02 14:00 | 79.4174 | 489.3612 | 178.8176 | 1175.8984 | 1064.1751 | 0 | 6.4749 | 1086.0758 | 418.3252 | 762.1393 | 2454.409 | 0 | 3.009 | 0.0049789 | 0 | 1.1192 | 0 | 0 | 1814.9327 | 0 | 0 | 0 | 9534.1599 | 122 | 14 | Winter
2018-05-02 15:00 | 54.0278 | 602.2303 | 193.9808 | 1224.0533 | 1106.2272 | 0 | 5.5594 | 1068.6981 | 385.0426 | 735.5191 | 2323.7506 | 0 | 4.068 | 0.0050085 | 0 | 1.5131 | 0 | 0 | 1770.2133 | 0 | 0 | 0 | 9474.8886 | 122 | 15 | Winter
2018-05-02 16:00 | 37.8698 | 723.7551 | 221.6483 | 1408.622 | 1186.9195 | 0 | 5.5522 | 1007.9405 | 352.7135 | 585.0058 | 2226.2753 | 0 | 5.255 | 0.0051334 | 0 | 1.9546 | 0 | 0 | 1680.3568 | 0 | 0 | 0 | 9443.8738 | 122 | 16 | Winter
2018-05-02 17:00 | 29.2477 | 800.9671 | 269.1833 | 1645.9984 | 1287.0443 | 0 | 5.6891 | 895.0233 | 320.485 | 562.8746 | 2145.2711 | 0 | 6.093 | 0.0051802 | 0 | 2.2663 | 0 | 0 | 1561.6599 | 0 | 0 | 0 | 9531.8081 | 122 | 17 | Winter
2018-05-02 18:00 | 27.5161 | 781.8166 | 329.2289 | 1715.9858 | 1309.9563 | 0 | 7.6896 | 770.9034 | 293.9396 | 541.8958 | 1939.6489 | 0 | 4.5956 | 0.0052697 | 0 | 1.7094 | 0 | 0 | 1523.2561 | 0 | 0 | 0 | 9248.1475 | 122 | 18 | Winter
2018-05-02 19:00 | 35.8987 | 668.9651 | 425.0634 | 1661.5072 | 1272.4333 | 0 | 10.2698 | 614.9959 | 298.4405 | 506.9466 | 1847.6458 | 0 | 2.6143 | 0.0053724 | 0 | 0.9724 | 0 | 0 | 1603.0564 | 0 | 0 | 0 | 8948.8146 | 122 | 19 | Winter
2018-05-02 20:00 | 52.7493 | 553.3847 | 559.6268 | 1625.831 | 1220.1603 | 0 | 13.4787 | 479.0702 | 416.9044 | 416.0746 | 1751.3338 | 0 | 2.0476 | 0.0053695 | 0 | 0.76161 | 0 | 0 | 1619.7171 | 0 | 0 | 0 | 8711.1453 | 122 | 20 | Winter
2018-05-02 21:00 | 75.97 | 472.5979 | 627.5914 | 1595.7911 | 1154.7983 | 0 | 7.8558 | 408.2262 | 387.4343 | 331.5034 | 1664.7943 | 0 | 1.5227 | 0.0053457 | 0 | 0.5664 | 0 | 0 | 1570.3456 | 0 | 0 | 0 | 8299.0027 | 122 | 21 | Winter
2018-05-02 22:00 | 111.4609 | 394.8146 | 357.6111 | 1354.6191 | 995.8538 | 0 | 7.9106 | 365.8205 | 334.9043 | 272.2179 | 1608.5029 | 0 | 1.0047 | 0.0052784 | 0 | 0.37372 | 0 | 0 | 1538.2611 | 0 | 0 | 0 | 7343.3605 | 122 | 22 | Winter
2018-05-02 23:00 | 155.1992 | 329.0805 | 135.7825 | 1005.3307 | 911.6588 | 0 | 10.5657 | 333.5466 | 299.0758 | 234.0221 | 1571.4723 | 0 | 0.72596 | 0.0059613 | 0 | 0.27003 | 0 | 0 | 1525.1905 | 0 | 0 | 0 | 6511.9265 | 122 | 23 | Winter
2018-05-03 | 197.6374 | 289.3968 | 86.6248 | 708.5462 | 882.0379 | 0 | 13.5375 | 280.5705 | 280.3765 | 194.4745 | 1505.1196 | 0 | 0.40562 | 0.0060436 | 0 | 0.15087 | 0 | 0 | 1527.0166 | 0 | 0 | 0 | 5965.9007 | 123 | 0 | Fall
2018-05-03 01:00 | 237.2521 | 253.3214 | 79.3919 | 531.9324 | 866.5167 | 0 | 12.1701 | 259.2972 | 269.4236 | 171.4578 | 1473.7262 | 0 | 0.26388 | 0.0058935 | 0 | 0.098152 | 0 | 0 | 1557.7092 | 0 | 0 | 0 | 5712.5666 | 123 | 1 | Fall
2018-05-03 02:00 | 286.5776 | 226.3429 | 77.7954 | 467.6066 | 859.4162 | 0 | 14.9629 | 260.3547 | 266.5045 | 164.6765 | 1441.5905 | 0 | 0.1258 | 0.005954 | 0 | 0.046791 | 0 | 0 | 1606.9874 | 0 | 0 | 0 | 5672.9938 | 123 | 2 | Fall
2018-05-03 03:00 | 330.2486 | 206.5359 | 77.7954 | 463.7153 | 860.1722 | 0 | 19.3517 | 275.8339 | 267.7548 | 164.812 | 1406.1367 | 0 | 0.16532 | 0.0058297 | 0 | 0.061491 | 0 | 0 | 1622.1855 | 0 | 0 | 0 | 5694.7747 | 123 | 3 | Fall
2018-05-03 04:00 | 397.7245 | 180.1751 | 77.9709 | 543.0575 | 878.268 | 0 | 25.7492 | 303.3308 | 278.5034 | 196.8997 | 1407.606 | 0 | 0.092328 | 0.0066878 | 0 | 0.034342 | 0 | 0 | 1701.2671 | 0 | 0 | 0 | 5990.6855 | 123 | 4 | Fall
2018-05-03 05:00 | 466.2746 | 169.8336 | 88.9913 | 824.3559 | 904.7799 | 0 | 43.5692 | 374.2429 | 308.7658 | 247.5796 | 1468.3202 | 0 | 0.38409 | 0.0066271 | 0 | 0.14287 | 0 | 0 | 1805.5083 | 0 | 0 | 0 | 6702.7549 | 123 | 5 | Fall
2018-05-03 06:00 | 488.2509 | 165.2706 | 176.3846 | 1239.8256 | 961.9431 | 0 | 115.755 | 491.5258 | 220.1813 | 327.2224 | 1779.6201 | 0 | 0.99679 | 0.0058409 | 0 | 0.37077 | 0 | 0 | 1801.5749 | 0 | 0 | 0 | 7768.9276 | 123 | 6 | Fall
2018-05-03 07:00 | 443.6097 | 173.9239 | 238.6009 | 1382.3947 | 1034.4758 | 0 | 87.8611 | 619.2475 | 282.4932 | 445.5377 | 2017.8965 | 0 | 1.7802 | 0.0059112 | 0 | 0.66216 | 0 | 0 | 1807.8496 | 0 | 0 | 0 | 8536.3387 | 123 | 7 | Fall
2018-05-03 08:00 | 344.6014 | 181.2174 | 233.5798 | 1368.6631 | 1077.6333 | 0 | 53.4633 | 729.3094 | 373.2298 | 671.5592 | 2257.9883 | 0 | 1.9698 | 0.0058747 | 0 | 0.73267 | 0 | 0 | 1920.3128 | 0 | 0 | 0 | 9214.2659 | 123 | 8 | Fall
2018-05-03 09:00 | 258.0195 | 205.2851 | 219.6366 | 1435.1273 | 1100.8941 | 0 | 29.3672 | 836.8668 | 427.9351 | 770.6107 | 2464.3516 | 0 | 1.827 | 0.0058684 | 0 | 0.67956 | 0 | 0 | 1993.6921 | 0 | 0 | 0 | 9744.2985 | 123 | 9 | Fall
2018-05-03 10:00 | 201.3132 | 261.1534 | 205.866 | 1477.2748 | 1100.9418 | 0 | 18.6908 | 949.476 | 454.9391 | 829.4124 | 2619.0307 | 0 | 2.0457 | 0.0059781 | 0 | 0.76092 | 0 | 0 | 1963.7796 | 0 | 0 | 0 | 10084.6904 | 123 | 10 | Fall
2018-05-03 11:00 | 168.2957 | 340.0787 | 190.8535 | 1469.7119 | 1102.6339 | 0 | 12.1651 | 1038.9433 | 462.2158 | 849.7937 | 2659.1363 | 0 | 2.4491 | 0.0052396 | 0 | 0.91096 | 0 | 0 | 1935.6811 | 0 | 0 | 0 | 10232.8742 | 123 | 11 | Fall
2018-05-03 12:00 | 137.1048 | 428.3254 | 182.2273 | 1365.6133 | 1109.0168 | 0 | 9.1113 | 1086.6628 | 458.611 | 838.9713 | 2631.5079 | 0 | 2.7676 | 0.0052723 | 0 | 1.0294 | 0 | 0 | 1927.2172 | 0 | 0 | 0 | 10178.1713 | 123 | 12 | Fall
2018-05-03 13:00 | 102.942 | 532.0922 | 174.9725 | 1228.7244 | 1076.0529 | 0 | 7.5038 | 1105.5334 | 444.7978 | 803.9272 | 2553.0501 | 0 | 2.7841 | 0.0052978 | 0 | 1.0356 | 0 | 0 | 1913.5723 | 0 | 0 | 0 | 9946.9934 | 123 | 13 | Fall
2018-05-03 14:00 | 85.9974 | 636.9774 | 176.3518 | 1180.6342 | 1063.3915 | 0 | 6.9701 | 1084.9642 | 418.3259 | 760.8802 | 2424.9496 | 0 | 3.1172 | 0.0052962 | 0 | 1.1595 | 0 | 0 | 1879.9052 | 0 | 0 | 0 | 9723.6295 | 123 | 14 | Fall
2018-05-03 15:00 | 74.0237 | 748.8748 | 190.8226 | 1274.44 | 1104.4701 | 0 | 7.2532 | 1049.6188 | 385.0428 | 731.6836 | 2305.3861 | 0 | 4.1949 | 0.0054114 | 0 | 1.5603 | 0 | 0 | 1825.3738 | 0 | 0 | 0 | 9702.75 | 123 | 15 | Fall
2018-05-03 16:00 | 71.1796 | 852.7218 | 222.3682 | 1457.4555 | 1187.1469 | 0 | 7.5146 | 981.9278 | 352.7128 | 583.7739 | 2218.8984 | 0 | 5.4244 | 0.0054798 | 0 | 2.0177 | 0 | 0 | 1734.5951 | 0 | 0 | 0 | 9677.7421 | 123 | 16 | Fall
2018-05-03 17:00 | 71.7147 | 929.4504 | 269.5307 | 1647.293 | 1287.3343 | 0 | 8.4001 | 872.8811 | 320.4859 | 561.5422 | 2147.8031 | 0 | 6.2966 | 0.0055836 | 0 | 2.3421 | 0 | 0 | 1613.848 | 0 | 0 | 0 | 9738.9276 | 123 | 17 | Fall
2018-05-03 18:00 | 76.8599 | 897.1359 | 327.6002 | 1742.554 | 1309.2788 | 0 | 10.417 | 743.3485 | 293.9385 | 541.4833 | 1949.5547 | 0 | 4.7094 | 0.0056304 | 0 | 1.7517 | 0 | 0 | 1561.0755 | 0 | 0 | 0 | 9459.713 | 123 | 18 | Fall
2018-05-03 19:00 | 86.0093 | 783.5645 | 422.1924 | 1683.3511 | 1272.126 | 0 | 11.9761 | 601.4157 | 298.0385 | 506.2893 | 1862.2369 | 0 | 2.6531 | 0.0057602 | 0 | 0.98685 | 0 | 0 | 1626.8648 | 0 | 0 | 0 | 9157.7104 | 123 | 19 | Fall
2018-05-03 20:00 | 92.832 | 649.0503 | 558.1297 | 1649.4301 | 1219.826 | 0 | 14.5389 | 473.0287 | 416.262 | 415.2903 | 1767.361 | 0 | 2.084 | 0.0057446 | 0 | 0.77518 | 0 | 0 | 1647.9437 | 0 | 0 | 0 | 8906.5578 | 123 | 20 | Fall
2018-05-03 21:00 | 115.0338 | 545.9963 | 617.3301 | 1582.581 | 1151.7598 | 0 | 10.2021 | 394.4101 | 384.679 | 329.7369 | 1678.2702 | 0 | 1.5414 | 0.005689 | 0 | 0.57333 | 0 | 0 | 1589.4359 | 0 | 0 | 0 | 8401.5557 | 123 | 21 | Fall
2018-05-03 22:00 | 150.0735 | 438.3123 | 353.8469 | 1357.1273 | 995.4045 | 0 | 9.9365 | 351.6408 | 331.3634 | 270.6438 | 1615.7561 | 0 | 1.0228 | 0.0055961 | 0 | 0.38046 | 0 | 0 | 1566.112 | 0 | 0 | 0 | 7441.6258 | 123 | 22 | Fall
2018-05-03 23:00 | 188.0671 | 353.4011 | 136.5083 | 1019.7917 | 912.0014 | 0 | 11.4798 | 324.6781 | 297.3906 | 234.2375 | 1570.2167 | 0 | 0.741 | 0.0054473 | 0 | 0.27562 | 0 | 0 | 1557.4827 | 0 | 0 | 0 | 6606.277 | 123 | 23 | Fall
2018-05-04 | 231.7763 | 280.8764 | 86.3645 | 704.1294 | 881.8098 | 0 | 13.6332 | 276.7822 | 279.9786 | 193.4689 | 1499.6921 | 0 | 0.40903 | 0.0060818 | 0 | 0.15214 | 0 | 0 | 1540.3804 | 0 | 0 | 0 | 5989.4591 | 124 | 0 | Fall
2018-05-04 01:00 | 268.8593 | 255.0145 | 79.3312 | 545.0517 | 866.3256 | 0 | 12.6283 | 253.8799 | 269.2631 | 171.7055 | 1478.7407 | 0 | 0.26545 | 0.0058795 | 0 | 0.098735 | 0 | 0 | 1567.4144 | 0 | 0 | 0 | 5768.5842 | 124 | 1 | Fall
2018-05-04 02:00 | 317.6927 | 228.0771 | 77.7954 | 485.7019 | 859.2323 | 0 | 15.9147 | 255.6762 | 266.4351 | 163.7098 | 1445.3137 | 0 | 0.1256 | 0.0058289 | 0 | 0.046718 | 0 | 0 | 1607.8783 | 0 | 0 | 0 | 5723.6054 | 124 | 2 | Fall
2018-05-04 03:00 | 361.7976 | 207.305 | 77.7954 | 466.9329 | 860.1543 | 0 | 19.5872 | 270.4674 | 267.7569 | 164.7103 | 1409.2703 | 0 | 0.16673 | 0.0064972 | 0 | 0.062018 | 0 | 0 | 1630.6266 | 0 | 0 | 0 | 5736.6392 | 124 | 3 | Fall
2018-05-04 04:00 | 425.9246 | 181.0118 | 77.9725 | 548.6686 | 878.4173 | 0 | 26.4875 | 299.8861 | 278.5651 | 196.1182 | 1411.641 | 0 | 0.092769 | 0.0066399 | 0 | 0.034506 | 0 | 0 | 1710.2936 | 0 | 0 | 0 | 6035.1201 | 124 | 4 | Fall
2018-05-04 05:00 | 487.3768 | 161.0602 | 88.9585 | 811.0603 | 904.9327 | 0 | 43.812 | 372.6684 | 308.9087 | 247.9276 | 1471.3644 | 0 | 0.38511 | 0.0065279 | 0 | 0.14325 | 0 | 0 | 1808.3443 | 0 | 0 | 0 | 6706.9488 | 124 | 5 | Fall
2018-05-04 06:00 | 501.06 | 154.3239 | 174.6806 | 1175.5463 | 961.6628 | 0 | 113.8989 | 496.9461 | 220.0307 | 326.1048 | 1781.3974 | 0 | 1.0078 | 0.0058399 | 0 | 0.37486 | 0 | 0 | 1820.8132 | 0 | 0 | 0 | 7727.8531 | 124 | 6 | Fall
2018-05-04 07:00 | 446.988 | 173.3984 | 235.432 | 1373.6654 | 1033.557 | 0 | 81.8717 | 643.8119 | 282.7219 | 444.5537 | 2020.5106 | 0 | 1.7698 | 0.0059263 | 0 | 0.6583 | 0 | 0 | 1797.1716 | 0 | 0 | 0 | 8536.1161 | 124 | 7 | Fall
2018-05-04 08:00 | 364.3433 | 206.0121 | 233.5708 | 1443.3315 | 1076.9689 | 0 | 48.3516 | 787.5151 | 373.5291 | 669.0776 | 2263.4399 | 0 | 1.932 | 0.0052279 | 0 | 0.71862 | 0 | 0 | 1882.6747 | 0 | 0 | 0 | 9351.4705 | 124 | 8 | Fall
2018-05-04 09:00 | 278.6357 | 266.7676 | 221.6276 | 1441.9926 | 1101.2705 | 0 | 25.2751 | 939.8544 | 428.1539 | 772.4732 | 2475.5218 | 0 | 1.773 | 0.0058881 | 0 | 0.65947 | 0 | 0 | 1934.8314 | 0 | 0 | 0 | 9888.8422 | 124 | 9 | Fall
2018-05-04 10:00 | 212.3364 | 352.116 | 206.2915 | 1463.0659 | 1100.4869 | 0 | 15.9438 | 1088.0204 | 455.0525 | 829.0779 | 2639.1871 | 0 | 1.9935 | 0.0052395 | 0 | 0.7415 | 0 | 0 | 1913.439 | 0 | 0 | 0 | 10277.7577 | 124 | 10 | Fall
2018-05-04 11:00 | 166.9008 | 458.1786 | 191.1526 | 1446.7143 | 1102.2765 | 0 | 10.8494 | 1194.5799 | 462.2472 | 848.1757 | 2690.1353 | 0 | 2.4328 | 0.005333 | 0 | 0.90489 | 0 | 0 | 1923.1099 | 0 | 0 | 0 | 10497.6631 | 124 | 11 | Fall
2018-05-04 12:00 | 139.2242 | 579.2981 | 183.539 | 1410.4936 | 1109.3777 | 0 | 8.3301 | 1248.6648 | 458.6161 | 838.8271 | 2668.8029 | 0 | 2.7746 | 0.005352 | 0 | 1.032 | 0 | 0 | 1932.1958 | 0 | 0 | 0 | 10581.1814 | 124 | 12 | Fall
2018-05-04 13:00 | 103.7146 | 711.939 | 177.1933 | 1271.7229 | 1078.0885 | 0 | 7.4276 | 1269.0215 | 444.7996 | 805.5621 | 2591.1365 | 0 | 2.8051 | 0.0054036 | 0 | 1.0434 | 0 | 0 | 1928.2899 | 0 | 0 | 0 | 10392.7495 | 124 | 13 | Fall
2018-05-04 14:00 | 69.9871 | 853.3756 | 179.329 | 1220.2731 | 1064.9543 | 0 | 4.7559 | 1261.1406 | 418.3241 | 764.914 | 2458.6795 | 0 | 3.146 | 0.005477 | 0 | 1.1702 | 0 | 0 | 1897.405 | 0 | 0 | 0 | 10197.4599 | 124 | 14 | Fall
2018-05-04 15:00 | 51.4804 | 1028.6299 | 194.5749 | 1268.0703 | 1106.5372 | 0 | 3.8879 | 1237.2284 | 385.0424 | 733.0527 | 2330.3807 | 0 | 4.2658 | 0.0055548 | 0 | 1.5867 | 0 | 0 | 1856.0789 | 0 | 0 | 0 | 10200.8219 | 124 | 15 | Fall
2018-05-04 16:00 | 41.0656 | 1179.6367 | 223.4718 | 1430.0765 | 1187.5099 | 0 | 3.6196 | 1156.8294 | 352.7127 | 587.7823 | 2231.4381 | 0 | 5.4753 | 0.0055984 | 0 | 2.0366 | 0 | 0 | 1750.7701 | 0 | 0 | 0 | 10152.4301 | 124 | 16 | Fall
2018-05-04 17:00 | 37.8415 | 1300.3098 | 269.1063 | 1702.7122 | 1285.7843 | 0 | 4.0747 | 1047.7328 | 320.4995 | 565.3278 | 2150.4236 | 0 | 6.264 | 0.0055971 | 0 | 2.3299 | 0 | 0 | 1605.4467 | 0 | 0 | 0 | 10297.8586 | 124 | 17 | Fall
2018-05-04 18:00 | 37.7879 | 1273.4191 | 327.7773 | 1738.5746 | 1307.1418 | 0 | 5.7822 | 903.0231 | 293.9528 | 545.4898 | 1942.5304 | 0 | 4.7042 | 0.0056773 | 0 | 1.7498 | 0 | 0 | 1559.2257 | 0 | 0 | 0 | 9941.1644 | 124 | 18 | Fall
2018-05-04 19:00 | 42.9748 | 1092.0004 | 422.4451 | 1703.3947 | 1269.9714 | 0 | 7.3137 | 705.4526 | 297.9875 | 509.7047 | 1847.9887 | 0 | 2.6451 | 0.0057548 | 0 | 0.98387 | 0 | 0 | 1621.897 | 0 | 0 | 0 | 9524.7652 | 124 | 19 | Fall
2018-05-04 20:00 | 56.5701 | 865.1204 | 560.0085 | 1658.1706 | 1219.8177 | 0 | 9.2402 | 528.142 | 416.2357 | 418.3544 | 1750.3133 | 0 | 2.0603 | 0.0056493 | 0 | 0.76635 | 0 | 0 | 1629.492 | 0 | 0 | 0 | 9114.2971 | 124 | 20 | Fall
2018-05-04 21:00 | 74.3581 | 713.3451 | 619.9497 | 1606.727 | 1151.7204 | 0 | 7.2142 | 434.5254 | 384.597 | 333.1735 | 1662.5902 | 0 | 1.5171 | 0.0056115 | 0 | 0.5643 | 0 | 0 | 1564.9596 | 0 | 0 | 0 | 8555.247 | 124 | 21 | Fall
2018-05-04 22:00 | 98.649 | 559.199 | 354.8553 | 1377.9274 | 994.8683 | 0 | 7.038 | 380.2234 | 331.1797 | 273.1515 | 1606.9977 | 0 | 0.99387 | 0.0055509 | 0 | 0.36968 | 0 | 0 | 1521.7952 | 0 | 0 | 0 | 7507.2537 | 124 | 22 | Fall
2018-05-04 23:00 | 131.3299 | 429.4929 | 136.6071 | 1024.0866 | 911.7037 | 0 | 9.716 | 346.2033 | 297.0686 | 235.2118 | 1570.7655 | 0 | 0.71424 | 0.0053534 | 0 | 0.26567 | 0 | 0 | 1500.8316 | 0 | 0 | 0 | 6594.0022 | 124 | 23 | Fall
2018-05-05 | 164.504 | 368.0388 | 86.7636 | 644.141 | 882.3511 | 0 | 11.9323 | 289.615 | 279.5245 | 194.8753 | 1506.1533 | 0 | 0.40557 | 0.0060766 | 0 | 0.15085 | 0 | 0 | 1527.355 | 0 | 0 | 0 | 5955.8164 | 125 | 0 | Fall
2018-05-05 01:00 | 195.427 | 306.8663 | 79.3454 | 518.9804 | 866.5306 | 0 | 12.0611 | 297.0611 | 255.9752 | 163.6728 | 1557.1641 | 0 | 0.26458 | 0.0059338 | 0 | 0.098413 | 0 | 0 | 1561.0028 | 0 | 0 | 0 | 5814.4556 | 125 | 1 | Fall
2018-05-05 02:00 | 232.3435 | 255.4634 | 77.3015 | 459.2674 | 859.3875 | 0 | 13.6404 | 288.4704 | 250.1968 | 165.8482 | 1530.9542 | 0 | 0.12512 | 0.0058065 | 0 | 0.046539 | 0 | 0 | 1600.1472 | 0 | 0 | 0 | 5733.198 | 125 | 2 | Fall
2018-05-05 03:00 | 269.3934 | 215.9386 | 77.3015 | 463.2846 | 860.1895 | 0 | 15.375 | 297.0509 | 248.3003 | 180.7319 | 1497.1429 | 0 | 0.16644 | 0.0058693 | 0 | 0.061908 | 0 | 0 | 1632.3389 | 0 | 0 | 0 | 5757.2817 | 125 | 3 | Fall
2018-05-05 04:00 | 320.5852 | 174.5779 | 77.9035 | 492.6403 | 877.4491 | 0 | 20.4729 | 310.6381 | 250.4716 | 195.8048 | 1449.9068 | 0 | 0.093016 | 0.0066774 | 0 | 0.034598 | 0 | 0 | 1708.554 | 0 | 0 | 0 | 5879.1385 | 125 | 4 | Fall
2018-05-05 05:00 | 382.3841 | 149.4418 | 83.6791 | 603.454 | 899.3583 | 0 | 35.7005 | 340.0402 | 255.7728 | 225.7817 | 1396.508 | 0 | 0.38709 | 0.0066219 | 0 | 0.14398 | 0 | 0 | 1817.9074 | 0 | 0 | 0 | 6190.5656 | 125 | 5 | Fall
2018-05-05 06:00 | 411.141 | 137.5987 | 123.1513 | 862.4889 | 930.9371 | 0 | 97.6925 | 413.0539 | 127.9694 | 278.0597 | 1505.2127 | 0 | 1.0009 | 0.0058508 | 0 | 0.37231 | 0 | 0 | 1808.34 | 0 | 0 | 0 | 6697.0243 | 125 | 6 | Fall
2018-05-05 07:00 | 322.1989 | 160.4678 | 190.0101 | 1194.1769 | 994.7439 | 0 | 57.4002 | 491.3593 | 144.6223 | 317.3239 | 1486.0485 | 0 | 1.7336 | 0.0057725 | 0 | 0.64483 | 0 | 0 | 1760.44 | 0 | 0 | 0 | 7121.176 | 125 | 7 | Fall
2018-05-05 08:00 | 215.3722 | 227.9959 | 247.9937 | 1493.6683 | 1084.2661 | 0 | 29.3464 | 582.5286 | 189.3831 | 448.2638 | 1459.9881 | 0 | 1.9013 | 0.005056 | 0 | 0.70721 | 0 | 0 | 1853.1029 | 0 | 0 | 0 | 7834.5226 | 125 | 8 | Fall
2018-05-05 09:00 | 140.4691 | 343.6575 | 270.4327 | 1598.3776 | 1135.0789 | 0 | 15.2169 | 730.1791 | 216.2907 | 507.6389 | 1471.5645 | 0 | 1.7491 | 0.0057099 | 0 | 0.65061 | 0 | 0 | 1908.4146 | 0 | 0 | 0 | 8339.726 | 125 | 9 | Fall
2018-05-05 10:00 | 88.6046 | 472.4129 | 266.1876 | 1595.1682 | 1141.1141 | 0 | 8.6773 | 863.4435 | 230.3457 | 547.7484 | 1533.5512 | 0 | 1.9376 | 0.0056469 | 0 | 0.72072 | 0 | 0 | 1859.3964 | 0 | 0 | 0 | 8609.3139 | 125 | 10 | Fall
2018-05-05 11:00 | 58.1643 | 587.217 | 245.5278 | 1597.5475 | 1144.9646 | 0 | 6.124 | 946.183 | 237.352 | 581.5584 | 1574.19 | 0 | 2.3747 | 0.005043 | 0 | 0.88327 | 0 | 0 | 1876.8349 | 0 | 0 | 0 | 8858.9264 | 125 | 11 | Fall
2018-05-05 12:00 | 40.1919 | 729.3805 | 230.6234 | 1608.9582 | 1151.1034 | 0 | 4.5178 | 1025.6735 | 239.1115 | 602.7522 | 1597.9018 | 0 | 2.7174 | 0.0057402 | 0 | 1.0108 | 0 | 0 | 1892.5126 | 0 | 0 | 0 | 9126.4605 | 125 | 12 | Fall
2018-05-05 13:00 | 19.3427 | 899.586 | 223.5745 | 1510.7408 | 1121.0397 | 0 | 4.236 | 1089.2431 | 238.5164 | 619.3997 | 1609.9614 | 0 | 2.7826 | 0.0051533 | 0 | 1.035 | 0 | 0 | 1912.6777 | 0 | 0 | 0 | 9252.1406 | 125 | 13 | Fall
2018-05-05 14:00 | 9.4949 | 1114.0685 | 227.0109 | 1458.6314 | 1107.9172 | 0 | 4.0773 | 1134.3092 | 234.9383 | 621.7207 | 1631.1355 | 0 | 3.1358 | 0.005288 | 0 | 1.1664 | 0 | 0 | 1891.442 | 0 | 0 | 0 | 9439.0535 | 125 | 14 | Fall
2018-05-05 15:00 | 4.6319 | 1300.523 | 237.036 | 1552.8748 | 1151.176 | 0 | 4.0349 | 1135.471 | 229.9111 | 610.1484 | 1678.883 | 0 | 4.2483 | 0.005371 | 0 | 1.5802 | 0 | 0 | 1848.6337 | 0 | 0 | 0 | 9759.1577 | 125 | 15 | Fall
2018-05-05 16:00 | 2.2863 | 1430.1698 | 259.8445 | 1670.0536 | 1230.2938 | 0 | 4.7527 | 1102.2951 | 225.8078 | 512.6251 | 1741.6208 | 0 | 5.4576 | 0.0054375 | 0 | 2.03 | 0 | 0 | 1745.2379 | 0 | 0 | 0 | 9932.4802 | 125 | 16 | Fall
2018-05-05 17:00 | 1.8787 | 1516.2381 | 294.4358 | 1795.087 | 1323.6405 | 0 | 4.0826 | 1019.4398 | 223.5492 | 498.0767 | 1803.5482 | 0 | 6.2445 | 0.0054514 | 0 | 2.3227 | 0 | 0 | 1600.5466 | 0 | 0 | 0 | 10089.0958 | 125 | 17 | Fall
2018-05-05 18:00 | 1.6273 | 1452.3857 | 343.6196 | 1812.2624 | 1332.3111 | 0 | 4.359 | 906.5308 | 222.7556 | 471.1266 | 1709.4431 | 0 | 4.6435 | 0.0054851 | 0 | 1.7272 | 0 | 0 | 1539.1086 | 0 | 0 | 0 | 9801.9058 | 125 | 18 | Fall
2018-05-05 19:00 | 2.6498 | 1243.8088 | 440.2338 | 1696.5831 | 1291.8329 | 0 | 5.2215 | 753.0525 | 245.5217 | 428.4649 | 1699.4077 | 0 | 2.5961 | 0.0056502 | 0 | 0.96565 | 0 | 0 | 1591.7843 | 0 | 0 | 0 | 9402.1285 | 125 | 19 | Fall
2018-05-05 20:00 | 6.0265 | 1005.3056 | 576.5283 | 1614.0653 | 1233.3696 | 0 | 7.2167 | 618.5598 | 382.3211 | 377.5516 | 1680.8259 | 0 | 2.0255 | 0.0056089 | 0 | 0.75341 | 0 | 0 | 1602.0082 | 0 | 0 | 0 | 9106.563 | 125 | 20 | Fall
2018-05-05 21:00 | 12.5949 | 831.9912 | 650.917 | 1547.1428 | 1167.2395 | 0 | 3.937 | 504.6541 | 359.3392 | 325.5791 | 1637.0345 | 0 | 1.5052 | 0.005641 | 0 | 0.55988 | 0 | 0 | 1552.3833 | 0 | 0 | 0 | 8594.8835 | 125 | 21 | Fall
2018-05-05 22:00 | 22.396 | 659.2906 | 389.5505 | 1231.5808 | 1009.7434 | 0 | 3.5952 | 431.1964 | 310.6487 | 259.3637 | 1581.5595 | 0 | 0.99515 | 0.0055597 | 0 | 0.37016 | 0 | 0 | 1523.4684 | 0 | 0 | 0 | 7423.764 | 125 | 22 | Fall
2018-05-05 23:00 | 34.1157 | 531.0316 | 146.7979 | 885.3838 | 920.2181 | 0 | 4.9345 | 381.2546 | 276.083 | 207.5397 | 1542.7824 | 0 | 0.71361 | 0.0054179 | 0 | 0.26543 | 0 | 0 | 1499.3702 | 0 | 0 | 0 | 6430.496 | 125 | 23 | Fall
2018-05-06 | 50.0655 | 440.3232 | 89.0948 | 626.864 | 886.0052 | 0 | 6.2878 | 334.5452 | 262.7998 | 174.9045 | 1547.7876 | 0 | 0.9817 | 0.0061151 | 0 | 0.36515 | 0 | 0 | 1109.5621 | 0 | 0 | 0 | 5529.5927 | 126 | 0 | Fall
2018-05-06 01:00 | 68.426 | 372.5087 | 79.8402 | 511.7204 | 867.7142 | 0 | 5.0492 | 291.1075 | 246.2238 | 166.6841 | 1436.644 | 0 | 0.40858 | 0.0066906 | 0 | 0.15198 | 0 | 0 | 1165.4719 | 0 | 0 | 0 | 5211.9571 | 126 | 1 | Fall
2018-05-06 02:00 | 95.8309 | 301.8291 | 77.3015 | 472.8797 | 859.7322 | 0 | 6.8621 | 284.3269 | 241.1178 | 169.0497 | 1430.7921 | 0 | 0.35234 | 0.0081087 | 0 | 0.13105 | 0 | 0 | 1125.9872 | 0 | 0 | 0 | 5066.2007 | 126 | 2 | Fall
2018-05-06 03:00 | 125.2295 | 247.8328 | 77.3015 | 464.2038 | 860.2569 | 0 | 8.7276 | 279.8025 | 237.6324 | 183.6377 | 1387.7021 | 0 | 0.25797 | 0.0087149 | 0 | 0.095954 | 0 | 0 | 1108.9082 | 0 | 0 | 0 | 4981.5977 | 126 | 3 | Fall
2018-05-06 04:00 | 160.3371 | 200.702 | 77.9148 | 512.0971 | 877.6872 | 0 | 10.4948 | 284.6584 | 242.2733 | 201.336 | 1354.8697 | 0 | 0.050397 | 0.0086214 | 0 | 0.018746 | 0 | 0 | 1127.8634 | 0 | 0 | 0 | 5050.3115 | 126 | 4 | Fall
2018-05-06 05:00 | 195.5512 | 180.6536 | 84.1698 | 620.4075 | 899.6767 | 0 | 19.7569 | 323.7652 | 251.3872 | 232.7253 | 1320.1457 | 0 | 0.15538 | 0.0084984 | 0 | 0.057793 | 0 | 0 | 1132.6435 | 0 | 0 | 0 | 5261.1042 | 126 | 5 | Fall
2018-05-06 06:00 | 206.8016 | 164.0147 | 124.3358 | 879.4407 | 931.2261 | 0 | 57.1589 | 370.12 | 120.7468 | 278.8803 | 1265.2003 | 0 | 0.32956 | 0.0087091 | 0 | 0.12258 | 0 | 0 | 1128.9234 | 0 | 0 | 0 | 5527.3093 | 126 | 6 | Fall
2018-05-06 07:00 | 163.6313 | 162.7335 | 193.1513 | 1196.3609 | 995.5901 | 0 | 36.8435 | 408.822 | 120.0336 | 310.0532 | 1235.8067 | 0 | 0.53506 | 0.006729 | 0 | 0.19902 | 0 | 0 | 1040.1853 | 0 | 0 | 0 | 5863.9522 | 126 | 7 | Fall
2018-05-06 08:00 | 105.8827 | 204.5828 | 248.7082 | 1472.7583 | 1083.919 | 0 | 22.3273 | 450.4087 | 137.9289 | 439.461 | 1275.7444 | 0 | 1.0245 | 0.0069122 | 0 | 0.38106 | 0 | 0 | 1049.6645 | 0 | 0 | 0 | 6492.7984 | 126 | 8 | Fall
2018-05-06 09:00 | 61.9525 | 293.6219 | 270.0869 | 1627.4124 | 1135.1564 | 0 | 11.8921 | 538.5773 | 158.1587 | 480.5798 | 1293.7131 | 0 | 1.7999 | 0.0061985 | 0 | 0.6695 | 0 | 0 | 1043.0623 | 0 | 0 | 0 | 6916.689 | 126 | 9 | Fall
2018-05-06 10:00 | 37.0112 | 355.5436 | 265.2735 | 1552.3988 | 1142.4726 | 0 | 7.4809 | 592.3191 | 177.2739 | 507.3166 | 1309.5744 | 0 | 2.4578 | 0.0063436 | 0 | 0.91419 | 0 | 0 | 1043.8791 | 0 | 0 | 0 | 6993.9221 | 126 | 10 | Fall
2018-05-06 11:00 | 22.9665 | 407.409 | 242.5882 | 1581.4897 | 1145.3303 | 0 | 6.6616 | 638.1908 | 191.8208 | 537.5043 | 1337.8689 | 0 | 3.1185 | 0.0064826 | 0 | 1.1599 | 0 | 0 | 1048.7441 | 0 | 0 | 0 | 7164.859 | 126 | 11 | Fall
2018-05-06 12:00 | 16.3777 | 524.7177 | 232.4261 | 1590.2305 | 1154.4032 | 0 | 5.2269 | 704.9961 | 200.512 | 559.1654 | 1390.8021 | 0 | 3.9322 | 0.0064913 | 0 | 1.4626 | 0 | 0 | 1049.1963 | 0 | 0 | 0 | 7433.4554 | 126 | 12 | Fall
2018-05-06 13:00 | 9.6209 | 666.2486 | 227.7221 | 1471.2979 | 1125.4509 | 0 | 5.0339 | 763.3543 | 204.1428 | 571.1294 | 1432.3599 | 0 | 4.0415 | 0.0066374 | 0 | 1.5033 | 0 | 0 | 1050.4358 | 0 | 0 | 0 | 7532.3478 | 126 | 13 | Fall
2018-05-06 14:00 | 7.5882 | 808.1347 | 229.4428 | 1416.3875 | 1110.91 | 0 | 4.8595 | 785.7785 | 202.0859 | 579.9643 | 1477.5118 | 0 | 4.19 | 0.006747 | 0 | 1.5585 | 0 | 0 | 1053.3258 | 0 | 0 | 0 | 7681.7443 | 126 | 14 | Fall
2018-05-06 15:00 | 6.4888 | 983.9115 | 238.6388 | 1496.7476 | 1155.0597 | 0 | 4.8071 | 805.8226 | 194.6806 | 575.2289 | 1516.5853 | 0 | 4.3507 | 0.0067376 | 0 | 1.6183 | 0 | 0 | 1021.6464 | 0 | 0 | 0 | 8005.593 | 126 | 15 | Fall
2018-05-06 16:00 | 7.4407 | 1144.887 | 260.0953 | 1654.4183 | 1231.6346 | 0 | 5.6369 | 798.4213 | 185.3981 | 486.9003 | 1545.832 | 0 | 4.6878 | 0.0068068 | 0 | 1.7437 | 0 | 0 | 973.6129 | 0 | 0 | 0 | 8300.7157 | 126 | 16 | Fall
2018-05-06 17:00 | 7.8871 | 1282.4094 | 296.0445 | 1779.0492 | 1324.4387 | 0 | 5.186 | 752.3582 | 175.184 | 479.487 | 1571.18 | 0 | 4.0645 | 0.0059791 | 0 | 1.5118 | 0 | 0 | 907.412 | 0 | 0 | 0 | 8586.2183 | 126 | 17 | Fall
2018-05-06 18:00 | 8.8539 | 1293.2215 | 346.5555 | 1803.3672 | 1335.846 | 0 | 5.7332 | 694.7424 | 164.6234 | 456.4479 | 1583.9365 | 0 | 4.656 | 0.0059563 | 0 | 1.7318 | 0 | 0 | 885.8385 | 0 | 0 | 0 | 8585.5599 | 126 | 18 | Fall
2018-05-06 19:00 | 9.8288 | 1154.0479 | 442.4656 | 1689.4562 | 1292.4167 | 0 | 6.4261 | 599.4426 | 173.9552 | 419.1792 | 1561.8899 | 0 | 4.7314 | 0.0059661 | 0 | 1.7599 | 0 | 0 | 918.472 | 0 | 0 | 0 | 8274.0774 | 126 | 19 | Fall
2018-05-06 20:00 | 10.4792 | 966.2816 | 580.5303 | 1587.0329 | 1233.81 | 0 | 7.4792 | 511.7071 | 303.5402 | 368.3734 | 1527.7768 | 0 | 3.9869 | 0.0066824 | 0 | 1.483 | 0 | 0 | 929.0659 | 0 | 0 | 0 | 8031.5531 | 126 | 20 | Fall
2018-05-06 21:00 | 13.5547 | 840.6003 | 656.8507 | 1479.7036 | 1166.5914 | 0 | 3.633 | 449.4743 | 292.2346 | 323.7907 | 1478.6656 | 0 | 3.2545 | 0.0059139 | 0 | 1.2105 | 0 | 0 | 910.8925 | 0 | 0 | 0 | 7620.4622 | 126 | 21 | Fall
2018-05-06 22:00 | 16.7375 | 703.8728 | 394.0403 | 1201.3596 | 1009.7552 | 0 | 3.3037 | 417.9492 | 280.3088 | 262.0912 | 1425.497 | 0 | 2.5324 | 0.0065671 | 0 | 0.94195 | 0 | 0 | 940.7878 | 0 | 0 | 0 | 6659.1839 | 126 | 22 | Fall
2018-05-06 23:00 | 21.519 | 590.3483 | 147.4937 | 884.5911 | 919.9626 | 0 | 4.2573 | 393.6008 | 267.4478 | 212.6619 | 1387.8625 | 0 | 1.7839 | 0.0064949 | 0 | 0.66355 | 0 | 0 | 1034.4112 | 0 | 0 | 0 | 5866.6102 | 126 | 23 | Fall
2018-05-07 | 29.187 | 501.9721 | 89.5501 | 698.9245 | 885.9655 | 0 | 4.994 | 349.5798 | 254.282 | 179.6326 | 1415.5104 | 0 | 0.9655 | 0.0062146 | 0 | 0.35913 | 0 | 0 | 1090.8347 | 0 | 0 | 0 | 5501.7636 | 127 | 0 | Winter
2018-05-07 01:00 | 37.0297 | 447.584 | 79.9724 | 542.236 | 867.811 | 0 | 3.6454 | 313.1876 | 269.2645 | 173.7869 | 1478.6466 | 0 | 0.40099 | 0.0068355 | 0 | 0.14915 | 0 | 0 | 1144.1902 | 0 | 0 | 0 | 5357.9113 | 127 | 1 | Winter
2018-05-07 02:00 | 49.8815 | 352.6966 | 77.7954 | 465.4712 | 859.7712 | 0 | 4.6596 | 303.7523 | 266.4335 | 162.5148 | 1445.5446 | 0 | 0.34693 | 0.0067595 | 0 | 0.12904 | 0 | 0 | 1108.2636 | 0 | 0 | 0 | 5097.267 | 127 | 2 | Winter
2018-05-07 03:00 | 68.9438 | 271.7431 | 77.7954 | 463.6294 | 860.2248 | 0 | 6.3727 | 314.4145 | 267.755 | 166.0563 | 1409.419 | 0 | 0.25117 | 0.0080838 | 0 | 0.093426 | 0 | 0 | 1078.9159 | 0 | 0 | 0 | 4985.6226 | 127 | 3 | Winter
2018-05-07 04:00 | 94.5458 | 211.1099 | 77.9742 | 558.5115 | 878.4325 | 0 | 9.6647 | 342.492 | 278.5289 | 195.5387 | 1411.5797 | 0 | 0.048518 | 0.008081 | 0 | 0.018047 | 0 | 0 | 1089.4692 | 0 | 0 | 0 | 5147.9218 | 127 | 4 | Winter
2018-05-07 05:00 | 120.6274 | 171.4592 | 88.7966 | 799.672 | 904.7083 | 0 | 17.4807 | 428.7142 | 308.6883 | 246.3938 | 1471.0486 | 0 | 0.14814 | 0.007912 | 0 | 0.055104 | 0 | 0 | 1078.141 | 0 | 0 | 0 | 5635.9413 | 127 | 5 | Winter
2018-05-07 06:00 | 132.9352 | 162.8095 | 173.0148 | 1193.3895 | 961.2524 | 0 | 52.3657 | 577.7424 | 218.6667 | 325.1173 | 1780.761 | 0 | 0.31366 | 0.0082561 | 0 | 0.11667 | 0 | 0 | 1075.3055 | 0 | 0 | 0 | 6653.7986 | 127 | 6 | Winter
2018-05-07 07:00 | 116.4355 | 207.7261 | 238.6172 | 1370.7913 | 1035.9266 | 0 | 36.3857 | 753.92 | 281.9675 | 445.8685 | 2019.6483 | 0 | 0.51587 | 0.0062103 | 0 | 0.19188 | 0 | 0 | 1002.7602 | 0 | 0 | 0 | 7510.7609 | 127 | 7 | Winter
2018-05-07 08:00 | 80.3141 | 271.2463 | 234.7332 | 1387.954 | 1078.1297 | 0 | 20.968 | 910.7245 | 373.1925 | 666.3931 | 2262.3134 | 0 | 0.99214 | 0.0064617 | 0 | 0.36903 | 0 | 0 | 1016.933 | 0 | 0 | 0 | 8304.2693 | 127 | 8 | Winter
2018-05-07 09:00 | 53.4122 | 386.4629 | 222.6407 | 1400.7719 | 1101.2968 | 0 | 12.708 | 1106.7975 | 427.9549 | 770.1735 | 2474.8876 | 0 | 1.7467 | 0.0065415 | 0 | 0.64969 | 0 | 0 | 1012.0975 | 0 | 0 | 0 | 8971.6063 | 127 | 9 | Winter
2018-05-07 10:00 | 37.301 | 509.6328 | 209.1254 | 1413.7639 | 1101.4233 | 0 | 8.3305 | 1282.2661 | 455.032 | 825.7104 | 2638.8292 | 0 | 2.3665 | 0.0065818 | 0 | 0.88023 | 0 | 0 | 1005.1778 | 0 | 0 | 0 | 9489.8458 | 127 | 10 | Winter
2018-05-07 11:00 | 25.3785 | 626.4452 | 191.9384 | 1412.5277 | 1102.1244 | 0 | 5.2398 | 1380.1976 | 462.2699 | 846.5526 | 2689.9765 | 0 | 2.9758 | 0.006642 | 0 | 1.1069 | 0 | 0 | 1000.7277 | 0 | 0 | 0 | 9747.4674 | 127 | 11 | Winter
2018-05-07 12:00 | 17.4338 | 754.3621 | 184.5422 | 1391.6977 | 1110.2118 | 0 | 3.4203 | 1425.5196 | 458.6284 | 838.287 | 2668.6977 | 0 | 3.739 | 0.0068233 | 0 | 1.3908 | 0 | 0 | 997.7241 | 0 | 0 | 0 | 9855.6615 | 127 | 12 | Winter
2018-05-07 13:00 | 8.743 | 881.3 | 177.2464 | 1250.9169 | 1078.1359 | 0 | 2.7487 | 1423.4158 | 444.9337 | 801.5048 | 2591.0355 | 0 | 3.8134 | 0.0060297 | 0 | 1.4184 | 0 | 0 | 991.1913 | 0 | 0 | 0 | 9656.4099 | 127 | 13 | Winter
2018-05-07 14:00 | 5.2008 | 1003.2808 | 179.8025 | 1202.939 | 1065.562 | 0 | 2.493 | 1380.4618 | 418.6017 | 759.9633 | 2458.7766 | 0 | 3.9429 | 0.0061988 | 0 | 1.4666 | 0 | 0 | 991.2761 | 0 | 0 | 0 | 9473.7733 | 127 | 14 | Winter
2018-05-07 15:00 | 3.8805 | 1160.0342 | 194.0095 | 1271.941 | 1106.9821 | 0 | 2.4578 | 1326.5875 | 385.4904 | 731.045 | 2330.8758 | 0 | 4.1115 | 0.0061989 | 0 | 1.5293 | 0 | 0 | 965.4205 | 0 | 0 | 0 | 9484.3711 | 127 | 15 | Winter
2018-05-07 16:00 | 3.3231 | 1278.3322 | 222.92 | 1436.2 | 1189.2798 | 0 | 2.6571 | 1223.3144 | 352.9692 | 582.7555 | 2232.0612 | 0 | 4.5213 | 0.0062789 | 0 | 1.6817 | 0 | 0 | 939.1342 | 0 | 0 | 0 | 9469.1558 | 127 | 16 | Winter
2018-05-07 17:00 | 3.7925 | 1363.1446 | 268.3273 | 1664.4212 | 1286.8012 | 0 | 3.1916 | 1100.1421 | 320.6486 | 563.8999 | 2151.2535 | 0 | 3.9741 | 0.0062538 | 0 | 1.4782 | 0 | 0 | 887.3235 | 0 | 0 | 0 | 9618.4046 | 127 | 17 | Winter
2018-05-07 18:00 | 2.9594 | 1321.6288 | 327.0395 | 1764.3646 | 1307.8259 | 0 | 3.7181 | 945.3294 | 294.2028 | 540.1651 | 1943.2761 | 0 | 4.5793 | 0.0062403 | 0 | 1.7033 | 0 | 0 | 871.3118 | 0 | 0 | 0 | 9328.1103 | 127 | 18 | Winter
2018-05-07 19:00 | 3.2115 | 1164.995 | 423.9307 | 1698.1833 | 1271.353 | 0 | 4.501 | 757.8533 | 291.4025 | 507.2354 | 1848.5402 | 0 | 4.6793 | 0.006215 | 0 | 1.7405 | 0 | 0 | 908.3712 | 0 | 0 | 0 | 8886.0031 | 127 | 19 | Winter
2018-05-07 20:00 | 4.2564 | 976.2956 | 559.2092 | 1633.3959 | 1219.7113 | 0 | 7.3474 | 594.1147 | 416.3663 | 417.6517 | 1750.6478 | 0 | 3.8923 | 0.0060056 | 0 | 1.4478 | 0 | 0 | 907.0738 | 0 | 0 | 0 | 8491.4162 | 127 | 20 | Winter
2018-05-07 21:00 | 8.316 | 832.0928 | 622.4139 | 1597.4695 | 1152.6997 | 0 | 4.3222 | 488.5958 | 384.8451 | 330.8288 | 1662.745 | 0 | 3.1269 | 0.0060658 | 0 | 1.1631 | 0 | 0 | 875.2651 | 0 | 0 | 0 | 7963.8901 | 127 | 21 | Winter
2018-05-07 22:00 | 15.5042 | 683.4233 | 354.362 | 1366.5624 | 994.5935 | 0 | 4.972 | 433.2516 | 331.3103 | 270.9127 | 1607.0386 | 0 | 2.401 | 0.0059701 | 0 | 0.89308 | 0 | 0 | 891.726 | 0 | 0 | 0 | 6956.9568 | 127 | 22 | Winter
2018-05-07 23:00 | 26.6165 | 577.5021 | 135.4195 | 1020.3661 | 911.2875 | 0 | 6.6312 | 402.8013 | 297.0712 | 235.9733 | 1570.8671 | 0 | 1.7132 | 0.005786 | 0 | 0.63725 | 0 | 0 | 993.5562 | 0 | 0 | 0 | 6180.4483 | 127 | 23 | Winter
2018-05-08 | 43.6323 | 505.9412 | 86.2305 | 718.4449 | 881.7092 | 0 | 7.9177 | 340.581 | 279.5264 | 193.9079 | 1505.9626 | 0 | 0.40077 | 0.0055652 | 0 | 0.14907 | 0 | 0 | 1508.6564 | 0 | 0 | 0 | 6073.0654 | 128 | 0 | Winter
2018-05-08 01:00 | 63.9757 | 447.7455 | 79.3591 | 551.0082 | 866.3982 | 0 | 7.044 | 312.0463 | 269.2645 | 172.1125 | 1478.6466 | 0 | 0.26289 | 0.0061941 | 0 | 0.097786 | 0 | 0 | 1555.8549 | 0 | 0 | 0 | 5803.8225 | 128 | 1 | Winter
2018-05-08 02:00 | 94.266 | 402.6799 | 77.7954 | 476.6493 | 859.3392 | 0 | 9.4475 | 315.7595 | 266.4335 | 163.9274 | 1445.5446 | 0 | 0.1254 | 0.0061244 | 0 | 0.046643 | 0 | 0 | 1596.5338 | 0 | 0 | 0 | 5708.5544 | 128 | 2 | Winter
2018-05-08 03:00 | 127.5526 | 376.4634 | 77.7954 | 467.5151 | 860.2141 | 0 | 12.3185 | 338.7958 | 267.755 | 166.7446 | 1409.419 | 0 | 0.1652 | 0.0060135 | 0 | 0.061446 | 0 | 0 | 1619.0428 | 0 | 0 | 0 | 5723.849 | 128 | 3 | Winter
2018-05-08 04:00 | 162.7724 | 320.5317 | 77.9466 | 555.1224 | 878.3793 | 0 | 16.7686 | 370.4245 | 278.5289 | 197.5623 | 1411.5797 | 0 | 0.093044 | 0.0060821 | 0 | 0.034609 | 0 | 0 | 1700.1262 | 0 | 0 | 0 | 5969.8762 | 128 | 4 | Winter
2018-05-08 05:00 | 197.3827 | 293.515 | 88.5128 | 772.5937 | 904.7011 | 0 | 28.79 | 472.1502 | 308.6883 | 246.6184 | 1471.0486 | 0 | 0.38397 | 0.0066775 | 0 | 0.14282 | 0 | 0 | 1805.4154 | 0 | 0 | 0 | 6589.9497 | 128 | 5 | Winter
2018-05-08 06:00 | 212.2372 | 280.9425 | 174.9793 | 1195.1175 | 962.2435 | 0 | 72.7757 | 633.7306 | 217.7255 | 327.5229 | 1780.761 | 0 | 0.98665 | 0.0059206 | 0 | 0.36699 | 0 | 0 | 1782.7493 | 0 | 0 | 0 | 7642.1445 | 128 | 6 | Winter
2018-05-08 07:00 | 169.0012 | 313.4104 | 239.3333 | 1323.8012 | 1035.3444 | 0 | 49.9144 | 810.1647 | 281.9675 | 445.8601 | 2019.6483 | 0 | 1.7232 | 0.0051357 | 0 | 0.64098 | 0 | 0 | 1750.5648 | 0 | 0 | 0 | 8441.3799 | 128 | 7 | Winter
2018-05-08 08:00 | 107.3635 | 426.2558 | 236.1513 | 1350.6717 | 1076.9374 | 0 | 25.2849 | 1000.3696 | 373.1925 | 666.4849 | 2262.3134 | 0 | 1.9023 | 0.0051342 | 0 | 0.70757 | 0 | 0 | 1854.3043 | 0 | 0 | 0 | 9381.9443 | 128 | 8 | Winter
2018-05-08 09:00 | 66.5277 | 584.0864 | 224.7408 | 1428.9517 | 1102.2612 | 0 | 13.3176 | 1216.8904 | 427.9549 | 769.1696 | 2474.8876 | 0 | 1.7534 | 0.0051094 | 0 | 0.65219 | 0 | 0 | 1913.4962 | 0 | 0 | 0 | 10224.6949 | 128 | 9 | Winter
2018-05-08 10:00 | 44.6294 | 756.4145 | 208.1477 | 1437.3765 | 1100.7088 | 0 | 7.5101 | 1438.0418 | 455.032 | 827.7743 | 2638.8292 | 0 | 1.982 | 0.0051294 | 0 | 0.73721 | 0 | 0 | 1902.2138 | 0 | 0 | 0 | 10819.4026 | 128 | 10 | Winter
2018-05-08 11:00 | 29.1669 | 952.0484 | 192.5475 | 1414.9179 | 1102.6263 | 0 | 4.9382 | 1632.6181 | 462.2699 | 847.4144 | 2689.9765 | 0 | 2.3821 | 0.0051343 | 0 | 0.88603 | 0 | 0 | 1882.7292 | 0 | 0 | 0 | 11214.5263 | 128 | 11 | Winter
2018-05-08 12:00 | 21.0109 | 1149.61 | 183.4503 | 1372.5777 | 1109.4679 | 0 | 3.4572 | 1711.4494 | 458.6284 | 838.1273 | 2668.6977 | 0 | 2.7081 | 0.0052065 | 0 | 1.0073 | 0 | 0 | 1885.6919 | 0 | 0 | 0 | 11405.8894 | 128 | 12 | Winter
2018-05-08 13:00 | 11.6327 | 1353.2436 | 177.7407 | 1307.3192 | 1077.6945 | 0 | 2.9874 | 1700.7232 | 444.9337 | 803.1424 | 2591.0355 | 0 | 2.7197 | 0.0052381 | 0 | 1.0116 | 0 | 0 | 1869.6545 | 0 | 0 | 0 | 11343.844 | 128 | 13 | Winter
2018-05-08 14:00 | 6.5465 | 1521.5143 | 178.8505 | 1216.1287 | 1064.8692 | 0 | 2.686 | 1616.4448 | 418.6017 | 761.3004 | 2458.7766 | 0 | 3.0524 | 0.0053053 | 0 | 1.1354 | 0 | 0 | 1841.3544 | 0 | 0 | 0 | 11091.2664 | 128 | 14 | Winter
2018-05-08 15:00 | 3.5902 | 1620.3961 | 193.3079 | 1258.4152 | 1106.501 | 0 | 2.3707 | 1490.4773 | 385.4904 | 729.8853 | 2330.8758 | 0 | 4.1328 | 0.005391 | 0 | 1.5372 | 0 | 0 | 1798.1442 | 0 | 0 | 0 | 10925.1293 | 128 | 15 | Winter
2018-05-08 16:00 | 2.2078 | 1673.8795 | 220.7354 | 1419.4392 | 1186.2188 | 0 | 2.1012 | 1339.3946 | 352.9692 | 582.8221 | 2232.0612 | 0 | 5.301 | 0.0054511 | 0 | 1.9718 | 0 | 0 | 1695.1567 | 0 | 0 | 0 | 10714.264 | 128 | 16 | Winter
2018-05-08 17:00 | 1.9549 | 1766.5155 | 268.8099 | 1674.0871 | 1286.4908 | 0 | 2.3105 | 1192.4879 | 320.6486 | 563.9693 | 2151.2535 | 0 | 6.2222 | 0.0054273 | 0 | 2.3144 | 0 | 0 | 1594.7871 | 0 | 0 | 0 | 10831.8572 | 128 | 17 | Winter
2018-05-08 18:00 | 1.4686 | 1697.1499 | 328.414 | 1777.0773 | 1308.1505 | 0 | 3.0528 | 1015.3187 | 294.2028 | 541.8058 | 1943.2761 | 0 | 4.6356 | 0.0054572 | 0 | 1.7243 | 0 | 0 | 1536.5158 | 0 | 0 | 0 | 10452.7977 | 128 | 18 | Winter
2018-05-08 19:00 | 1.8607 | 1461.5737 | 422.548 | 1693.7747 | 1270.4743 | 0 | 4.4082 | 791.518 | 290.6892 | 503.5544 | 1848.5402 | 0 | 2.6212 | 0.0054396 | 0 | 0.97497 | 0 | 0 | 1607.0968 | 0 | 0 | 0 | 9899.6398 | 128 | 19 | Winter
2018-05-08 20:00 | 3.2813 | 1201.8189 | 559.4496 | 1629.2754 | 1219.3196 | 0 | 6.7347 | 604.2226 | 416.2902 | 416.4977 | 1750.6478 | 0 | 2.0398 | 0.005341 | 0 | 0.75872 | 0 | 0 | 1613.601 | 0 | 0 | 0 | 9423.9427 | 128 | 20 | Winter
2018-05-08 21:00 | 5.2696 | 1019.8389 | 616.1691 | 1560.4571 | 1151.1629 | 0 | 3.1499 | 486.5759 | 384.8451 | 331.8789 | 1662.745 | 0 | 1.4947 | 0.0053966 | 0 | 0.55596 | 0 | 0 | 1541.6763 | 0 | 0 | 0 | 8765.8247 | 128 | 21 | Winter
2018-05-08 22:00 | 10.3091 | 838.3177 | 353.1553 | 1307.0287 | 995.6029 | 0 | 2.4001 | 428.7458 | 331.3103 | 271.2371 | 1607.0386 | 0 | 0.97662 | 0.0053386 | 0 | 0.36326 | 0 | 0 | 1495.2901 | 0 | 0 | 0 | 7641.781 | 128 | 22 | Winter
2018-05-08 23:00 | 17.6141 | 657.8712 | 135.6085 | 974.3765 | 911.5821 | 0 | 3.0761 | 375.9265 | 297.0712 | 233.3111 | 1570.8671 | 0 | 0.69874 | 0.0051266 | 0 | 0.2599 | 0 | 0 | 1468.697 | 0 | 0 | 0 | 6646.965 | 128 | 23 | Winter
2018-05-09 | 26.749 | 477.4295 | 86.4456 | 693.042 | 881.938 | 0 | 4.0244 | 303.0378 | 279.5264 | 194.753 | 1505.9626 | 0 | 0.40593 | 0.0056959 | 0 | 0.15099 | 0 | 0 | 1527.6044 | 0 | 0 | 0 | 5981.0754 | 129 | 0 | Fall
2018-05-09 01:00 | 36.7973 | 385.0896 | 79.2964 | 539.8232 | 866.3287 | 0 | 3.4637 | 273.1917 | 269.5294 | 171.0513 | 1478.1875 | 0 | 0.25995 | 0.0056412 | 0 | 0.09669 | 0 | 0 | 1535.209 | 0 | 0 | 0 | 5638.3299 | 129 | 1 | Fall
2018-05-09 02:00 | 54.1514 | 314.2027 | 77.7954 | 473.2098 | 859.3319 | 0 | 5.1264 | 273.3129 | 266.5707 | 162.1403 | 1447.029 | 0 | 0.1218 | 0.0055443 | 0 | 0.045303 | 0 | 0 | 1556.1116 | 0 | 0 | 0 | 5489.1546 | 129 | 2 | Fall
2018-05-09 03:00 | 78.2036 | 253.4201 | 77.7954 | 462.8374 | 860.1795 | 0 | 7.4593 | 287.2957 | 267.699 | 164.8945 | 1412.9785 | 0 | 0.16054 | 0.0056337 | 0 | 0.059716 | 0 | 0 | 1571.0152 | 0 | 0 | 0 | 5444.0041 | 129 | 3 | Fall
2018-05-09 04:00 | 109.4614 | 195.3908 | 77.9816 | 555.8066 | 878.4609 | 0 | 11.4546 | 315.7176 | 278.346 | 196.8557 | 1415.3208 | 0 | 0.088468 | 0.0063699 | 0 | 0.032906 | 0 | 0 | 1624.6689 | 0 | 0 | 0 | 5659.5928 | 129 | 4 | Fall
2018-05-09 05:00 | 149.1223 | 159.6206 | 89.2912 | 822.9614 | 905.2355 | 0 | 20.4886 | 393.1428 | 308.3191 | 245.7948 | 1476.3328 | 0 | 0.36796 | 0.0063761 | 0 | 0.13687 | 0 | 0 | 1731.3764 | 0 | 0 | 0 | 6302.1964 | 129 | 5 | Fall
2018-05-09 06:00 | 161.8629 | 138.1787 | 173.8585 | 1180.8899 | 961.3185 | 0 | 61.9447 | 520.5275 | 216.6299 | 324.5835 | 1786.7213 | 0 | 0.94649 | 0.0056137 | 0 | 0.35206 | 0 | 0 | 1710.3722 | 0 | 0 | 0 | 7238.1918 | 129 | 6 | Fall
2018-05-09 07:00 | 138.9533 | 152.4616 | 236.7358 | 1361.4005 | 1032.829 | 0 | 43.269 | 656.0529 | 279.4269 | 442.4013 | 2024.559 | 0 | 1.697 | 0.0055854 | 0 | 0.6312 | 0 | 0 | 1723.7354 | 0 | 0 | 0 | 8094.1583 | 129 | 7 | Fall
2018-05-09 08:00 | 107.7668 | 175.632 | 232.5059 | 1373.7018 | 1074.4935 | 0 | 25.2067 | 763.8474 | 369.9993 | 661.8721 | 2265.9667 | 0 | 1.8746 | 0.0055141 | 0 | 0.69727 | 0 | 0 | 1827.2031 | 0 | 0 | 0 | 8880.7727 | 129 | 8 | Fall
2018-05-09 09:00 | 75.8456 | 225.5224 | 222.7869 | 1408.6456 | 1099.5332 | 0 | 15.5317 | 888.7669 | 426.9046 | 766.0189 | 2476.1416 | 0 | 1.7505 | 0.0054696 | 0 | 0.65112 | 0 | 0 | 1910.1242 | 0 | 0 | 0 | 9518.2288 | 129 | 9 | Fall
2018-05-09 10:00 | 49.9503 | 300.6942 | 206.2982 | 1481.1428 | 1098.7993 | 0 | 8.1104 | 1019.0649 | 454.7857 | 820.3654 | 2638.4569 | 0 | 1.9968 | 0.0055094 | 0 | 0.74274 | 0 | 0 | 1916.1676 | 0 | 0 | 0 | 9996.5807 | 129 | 10 | Fall
2018-05-09 11:00 | 34.3534 | 392.9388 | 190.4659 | 1444.7523 | 1101.5696 | 0 | 4.0556 | 1106.2657 | 462.2038 | 839.681 | 2687.2316 | 0 | 2.4438 | 0.0055884 | 0 | 0.90899 | 0 | 0 | 1931.5956 | 0 | 0 | 0 | 10198.4716 | 129 | 11 | Fall
2018-05-09 12:00 | 25.3379 | 521.3122 | 183.9177 | 1340.5705 | 1109.3348 | 0 | 2.6073 | 1165.7641 | 458.607 | 830.6202 | 2665.233 | 0 | 2.8153 | 0.0055602 | 0 | 1.0472 | 0 | 0 | 1960.3325 | 0 | 0 | 0 | 10267.5052 | 129 | 12 | Fall
2018-05-09 13:00 | 15.8688 | 678.163 | 177.3394 | 1223.455 | 1077.3412 | 0 | 2.2869 | 1186.431 | 444.7941 | 794.7981 | 2587.6906 | 0 | 2.8783 | 0.0055888 | 0 | 1.0706 | 0 | 0 | 1978.5829 | 0 | 0 | 0 | 10170.7054 | 129 | 13 | Fall
2018-05-09 14:00 | 10.1875 | 832.1275 | 177.3518 | 1184.9398 | 1064.3528 | 0 | 2.2614 | 1157.7541 | 418.3252 | 753.485 | 2454.409 | 0 | 3.2822 | 0.005522 | 0 | 1.2209 | 0 | 0 | 1979.6627 | 0 | 0 | 0 | 10039.3654 | 129 | 14 | Fall
2018-05-09 15:00 | 4.9002 | 1030.855 | 192.0033 | 1264.3718 | 1105.3668 | 0 | 1.8842 | 1142.6512 | 385.0426 | 724.5464 | 2323.7506 | 0 | 4.5431 | 0.0056734 | 0 | 1.6899 | 0 | 0 | 1976.8424 | 0 | 0 | 0 | 10158.4532 | 129 | 15 | Fall
2018-05-09 16:00 | 1.8402 | 1230.2811 | 221.8405 | 1429.3923 | 1186.84 | 0 | 1.6478 | 1099.4231 | 352.7135 | 577.8286 | 2226.2753 | 0 | 5.956 | 0.005639 | 0 | 2.2154 | 0 | 0 | 1904.5296 | 0 | 0 | 0 | 10240.789 | 129 | 16 | Fall
2018-05-09 17:00 | 0.98007 | 1352.5382 | 268.4723 | 1700.4803 | 1287.7719 | 0 | 1.7846 | 987.0255 | 320.485 | 558.5399 | 2145.2711 | 0 | 7.0552 | 0.0056255 | 0 | 2.6243 | 0 | 0 | 1808.2805 | 0 | 0 | 0 | 10441.3145 | 129 | 17 | Fall
2018-05-09 18:00 | 0.80766 | 1321.0051 | 327.7977 | 1759.3974 | 1308.7796 | 0 | 2.3214 | 850.3196 | 293.9396 | 537.4858 | 1939.6489 | 0 | 5.2685 | 0.0056795 | 0 | 1.9597 | 0 | 0 | 1746.2654 | 0 | 0 | 0 | 10095.0018 | 129 | 18 | Fall
2018-05-09 19:00 | 1.1148 | 1132.0646 | 421.4565 | 1697.7902 | 1270.7913 | 0 | 3.5542 | 661.8329 | 290.0891 | 500.4388 | 1847.6458 | 0 | 2.9044 | 0.0057864 | 0 | 1.0803 | 0 | 0 | 1781.1165 | 0 | 0 | 0 | 9611.8852 | 129 | 19 | Fall
2018-05-09 20:00 | 2.6121 | 888.3538 | 558.0978 | 1628.8627 | 1218.5774 | 0 | 5.8398 | 487.8396 | 415.9628 | 412.8974 | 1751.3338 | 0 | 2.2023 | 0.0057702 | 0 | 0.81915 | 0 | 0 | 1741.7358 | 0 | 0 | 0 | 9115.1401 | 129 | 20 | Fall
2018-05-09 21:00 | 6.7977 | 711.6953 | 619.8714 | 1556.9602 | 1151.9558 | 0 | 5.0986 | 393.7938 | 387.4343 | 327.9562 | 1664.7943 | 0 | 1.5753 | 0.0057695 | 0 | 0.58594 | 0 | 0 | 1624.6923 | 0 | 0 | 0 | 8453.2167 | 129 | 21 | Fall
2018-05-09 22:00 | 16.2368 | 555.6058 | 356.9334 | 1369.8554 | 994.1458 | 0 | 5.6475 | 345.1414 | 334.9043 | 270.472 | 1608.5029 | 0 | 1.0187 | 0.0057177 | 0 | 0.37892 | 0 | 0 | 1560.1512 | 0 | 0 | 0 | 7418.9999 | 129 | 22 | Fall
2018-05-09 23:00 | 30.6404 | 438.6144 | 136.5327 | 997.6481 | 911.4915 | 0 | 6.7621 | 318.4498 | 299.0758 | 231.0057 | 1571.4723 | 0 | 0.72706 | 0.0056955 | 0 | 0.27044 | 0 | 0 | 1527.0077 | 0 | 0 | 0 | 6469.7037 | 129 | 23 | Fall
2018-05-10 | 44.6002 | 378.9261 | 86.4965 | 724.4998 | 881.7655 | 0 | 7.4196 | 271.6956 | 280.3765 | 192.9611 | 1505.1196 | 0 | 0.39802 | 0.0055235 | 0 | 0.14805 | 0 | 0 | 1498.3148 | 0 | 0 | 0 | 5872.7269 | 130 | 0 | Fall
2018-05-10 01:00 | 62.9873 | 319.7628 | 79.3151 | 536.2571 | 866.375 | 0 | 5.6967 | 248.7419 | 269.4236 | 170.6385 | 1473.7262 | 0 | 0.25607 | 0.0055457 | 0 | 0.095247 | 0 | 0 | 1513.6652 | 0 | 0 | 0 | 5546.9462 | 130 | 1 | Fall
2018-05-10 02:00 | 92.6591 | 274.0406 | 77.7954 | 476.889 | 859.2507 | 0 | 7.6586 | 249.9488 | 266.5045 | 163.2633 | 1441.5905 | 0 | 0.12029 | 0.0054989 | 0 | 0.044741 | 0 | 0 | 1536.8017 | 0 | 0 | 0 | 5446.5726 | 130 | 2 | Fall
2018-05-10 03:00 | 119.4733 | 243.1491 | 77.7954 | 459.529 | 860.1612 | 0 | 9.9553 | 261.1837 | 267.7548 | 164.0005 | 1406.1367 | 0 | 0.15877 | 0.0055897 | 0 | 0.059055 | 0 | 0 | 1556.3585 | 0 | 0 | 0 | 5425.7208 | 130 | 3 | Fall
2018-05-10 04:00 | 154.1818 | 203.2958 | 77.9638 | 544.774 | 878.2904 | 0 | 13.4072 | 289.7484 | 278.5034 | 195.1136 | 1407.606 | 0 | 0.087983 | 0.006373 | 0 | 0.032726 | 0 | 0 | 1621.2656 | 0 | 0 | 0 | 5664.2771 | 130 | 4 | Fall
2018-05-10 05:00 | 181.1958 | 173.4567 | 88.8491 | 778.8538 | 904.7719 | 0 | 22.8506 | 365.0267 | 295.5614 | 245.1315 | 1468.3202 | 0 | 0.36456 | 0.0063262 | 0 | 0.1356 | 0 | 0 | 1714.1549 | 0 | 0 | 0 | 6238.679 | 130 | 5 | Fall
2018-05-10 06:00 | 188.1945 | 166.7768 | 175.0319 | 1192.2837 | 961.6925 | 0 | 51.8341 | 485.4773 | 214.6988 | 323.525 | 1779.6201 | 0 | 0.93272 | 0.0055167 | 0 | 0.34693 | 0 | 0 | 1686.288 | 0 | 0 | 0 | 7226.7078 | 130 | 6 | Fall
2018-05-10 07:00 | 155.8373 | 177.4125 | 239.9009 | 1378.1572 | 1035.014 | 0 | 37.3955 | 625.7318 | 282.4932 | 440.6447 | 2017.8965 | 0 | 1.6822 | 0.0055379 | 0 | 0.62573 | 0 | 0 | 1709.0362 | 0 | 0 | 0 | 8101.8332 | 130 | 7 | Fall
2018-05-10 08:00 | 105.1185 | 227.9645 | 234.2112 | 1367.5626 | 1077.8559 | 0 | 21.2037 | 772.3828 | 373.2298 | 662.0141 | 2257.9883 | 0 | 1.8448 | 0.0054013 | 0 | 0.68619 | 0 | 0 | 1798.7067 | 0 | 0 | 0 | 8900.7744 | 130 | 8 | Fall
2018-05-10 09:00 | 70.7054 | 315.354 | 222.1951 | 1405.2323 | 1102.3764 | 0 | 11.7933 | 937.3871 | 427.9351 | 764.7969 | 2464.3516 | 0 | 1.7192 | 0.0053304 | 0 | 0.63946 | 0 | 0 | 1876.1074 | 0 | 0 | 0 | 9600.5984 | 130 | 9 | Fall
2018-05-10 10:00 | 48.8059 | 445.8715 | 207.0617 | 1458.6212 | 1100.8796 | 0 | 7.1692 | 1104.5323 | 454.9391 | 819.2432 | 2619.0307 | 0 | 1.9481 | 0.0053596 | 0 | 0.7246 | 0 | 0 | 1869.8533 | 0 | 0 | 0 | 10138.6857 | 130 | 10 | Fall
2018-05-10 11:00 | 33.964 | 589.3738 | 191.5728 | 1439.1746 | 1102.3428 | 0 | 3.6561 | 1227.1544 | 462.2158 | 838.9865 | 2659.1363 | 0 | 2.3706 | 0.005349 | 0 | 0.88176 | 0 | 0 | 1873.8853 | 0 | 0 | 0 | 10424.7202 | 130 | 11 | Fall
2018-05-10 12:00 | 24.3814 | 756.3726 | 183.7472 | 1368.5743 | 1109.6113 | 0 | 2.0067 | 1296.0306 | 458.611 | 831.1673 | 2631.5079 | 0 | 2.7265 | 0.0053691 | 0 | 1.0142 | 0 | 0 | 1898.4982 | 0 | 0 | 0 | 10564.2545 | 130 | 12 | Fall
2018-05-10 13:00 | 12.7416 | 937.2085 | 176.179 | 1278.7345 | 1077.57 | 0 | 1.8182 | 1326.4742 | 444.7978 | 795.5346 | 2553.0501 | 0 | 2.7671 | 0.0053263 | 0 | 1.0293 | 0 | 0 | 1902.206 | 0 | 0 | 0 | 10510.1161 | 130 | 13 | Fall
2018-05-10 14:00 | 7.3337 | 1158.0992 | 178.5114 | 1202.2817 | 1065.8022 | 0 | 1.7468 | 1344.7819 | 418.3259 | 754.0793 | 2424.9496 | 0 | 3.1889 | 0.0054324 | 0 | 1.1861 | 0 | 0 | 1923.1128 | 0 | 0 | 0 | 10483.405 | 130 | 14 | Fall
2018-05-10 15:00 | 5.672 | 1403.4542 | 193.1906 | 1269.5616 | 1107.3631 | 0 | 1.6453 | 1325.1632 | 385.0428 | 726.4582 | 2305.3861 | 0 | 4.3815 | 0.0053807 | 0 | 1.6297 | 0 | 0 | 1906.5496 | 0 | 0 | 0 | 10635.5031 | 130 | 15 | Fall
2018-05-10 16:00 | 4.4456 | 1622.0817 | 222.527 | 1438.8252 | 1188.8542 | 0 | 1.5322 | 1252.8667 | 352.7128 | 582.7689 | 2218.8984 | 0 | 5.8039 | 0.0054569 | 0 | 2.1588 | 0 | 0 | 1855.9917 | 0 | 0 | 0 | 10749.4725 | 130 | 16 | Fall
2018-05-10 17:00 | 4.0111 | 1699.9491 | 269.365 | 1664.75 | 1286.9879 | 0 | 1.6921 | 1109.9092 | 320.4859 | 560.1999 | 2147.8031 | 0 | 6.91 | 0.0054168 | 0 | 2.5702 | 0 | 0 | 1771.1443 | 0 | 0 | 0 | 10845.7832 | 130 | 17 | Fall
2018-05-10 18:00 | 4.4942 | 1560.1932 | 327.8728 | 1734.4837 | 1308.146 | 0 | 2.3446 | 915.1652 | 293.9385 | 538.5961 | 1949.5547 | 0 | 5.1705 | 0.0055175 | 0 | 1.9232 | 0 | 0 | 1713.7482 | 0 | 0 | 0 | 10355.6364 | 130 | 18 | Fall
2018-05-10 19:00 | 5.4507 | 1347.8243 | 423.6144 | 1684.4723 | 1270.9821 | 0 | 3.2347 | 713.6834 | 289.6556 | 502.9564 | 1862.2369 | 0 | 2.8634 | 0.0056444 | 0 | 1.0651 | 0 | 0 | 1755.8104 | 0 | 0 | 0 | 9863.8554 | 130 | 19 | Fall
2018-05-10 20:00 | 6.957 | 1119.7987 | 560.5092 | 1622.7822 | 1219.5056 | 0 | 4.1511 | 543.1468 | 415.3204 | 412.2327 | 1767.361 | 0 | 2.1862 | 0.0057303 | 0 | 0.81319 | 0 | 0 | 1729.0921 | 0 | 0 | 0 | 9403.8621 | 130 | 20 | Fall
2018-05-10 21:00 | 8.2429 | 940.4932 | 624.2409 | 1596.5726 | 1152.9752 | 0 | 2.8281 | 440.0717 | 384.679 | 329.6259 | 1678.2702 | 0 | 1.564 | 0.0056942 | 0 | 0.58175 | 0 | 0 | 1612.9986 | 0 | 0 | 0 | 8773.1497 | 130 | 21 | Fall
2018-05-10 22:00 | 11.9782 | 767.7875 | 351.822 | 1338.7976 | 993.7262 | 0 | 2.8807 | 391.8313 | 331.3634 | 272.6075 | 1615.7561 | 0 | 1.0183 | 0.0057851 | 0 | 0.37877 | 0 | 0 | 1558.9489 | 0 | 0 | 0 | 7638.9023 | 130 | 22 | Fall
2018-05-10 23:00 | 19.9696 | 628.8681 | 134.3272 | 985.5022 | 911.0781 | 0 | 4.3812 | 360.8479 | 297.3906 | 233.4847 | 1570.2167 | 0 | 0.7197 | 0.0056502 | 0 | 0.2677 | 0 | 0 | 1512.5204 | 0 | 0 | 0 | 6659.5798 | 130 | 23 | Fall
2018-05-11 | 29.7746 | 505.8225 | 86.1367 | 686.4377 | 881.7766 | 0 | 5.5436 | 307.6542 | 279.9786 | 195.6104 | 1499.6921 | 0 | 0.39908 | 0.0056368 | 0 | 0.14844 | 0 | 0 | 1502.6027 | 0 | 0 | 0 | 5981.5828 | 131 | 0 | Winter
2018-05-11 01:00 | 42.5911 | 451.1316 | 79.3653 | 538.9131 | 866.3443 | 0 | 4.8499 | 285.3207 | 269.2631 | 173.0874 | 1478.7407 | 0 | 0.25645 | 0.0055429 | 0 | 0.09539 | 0 | 0 | 1513.6626 | 0 | 0 | 0 | 5703.627 | 131 | 1 | Winter
2018-05-11 02:00 | 61.3169 | 398.6206 | 77.7954 | 461.1999 | 859.2984 | 0 | 6.1052 | 286.2808 | 266.4351 | 164.1772 | 1445.3137 | 0 | 0.12114 | 0.0055857 | 0 | 0.04506 | 0 | 0 | 1546.9597 | 0 | 0 | 0 | 5573.6746 | 131 | 2 | Winter
2018-05-11 03:00 | 82.7512 | 354.3216 | 77.7954 | 466.4691 | 860.138 | 0 | 7.6391 | 303.3009 | 267.7569 | 166.0069 | 1409.2703 | 0 | 0.15916 | 0.0056404 | 0 | 0.0592 | 0 | 0 | 1562.1421 | 0 | 0 | 0 | 5557.8154 | 131 | 3 | Winter
2018-05-11 04:00 | 109.4024 | 299.9758 | 77.9779 | 543.802 | 878.4011 | 0 | 10.9759 | 335.2885 | 278.5651 | 196.2426 | 1411.641 | 0 | 0.088275 | 0.0064328 | 0 | 0.032835 | 0 | 0 | 1621.5439 | 0 | 0 | 0 | 5763.9437 | 131 | 4 | Winter
2018-05-11 05:00 | 135.4562 | 274.5141 | 88.8521 | 818.1574 | 904.8006 | 0 | 19.0685 | 430.4702 | 291.7828 | 246.6601 | 1471.3644 | 0 | 0.36408 | 0.0063962 | 0 | 0.13542 | 0 | 0 | 1710.3736 | 0 | 0 | 0 | 6392.006 | 131 | 5 | Winter
2018-05-11 06:00 | 156.2737 | 284.9496 | 173.2655 | 1189.494 | 960.9472 | 0 | 45.8418 | 584.8782 | 202.8771 | 325.4274 | 1781.3974 | 0 | 0.93034 | 0.005638 | 0 | 0.34605 | 0 | 0 | 1680.9489 | 0 | 0 | 0 | 7387.5827 | 131 | 6 | Winter
2018-05-11 07:00 | 154.9093 | 336.6073 | 237.6228 | 1349.7446 | 1034.0661 | 0 | 38.0016 | 769.1298 | 282.7219 | 440.2826 | 2020.5106 | 0 | 1.6849 | 0.0055835 | 0 | 0.62671 | 0 | 0 | 1711.7035 | 0 | 0 | 0 | 8377.6174 | 131 | 7 | Winter
2018-05-11 08:00 | 141.3469 | 397.2767 | 234.9548 | 1396.9459 | 1078.1006 | 0 | 27.9445 | 922.6006 | 373.5291 | 662.9188 | 2263.4399 | 0 | 1.8463 | 0.005473 | 0 | 0.68675 | 0 | 0 | 1799.5908 | 0 | 0 | 0 | 9301.1872 | 131 | 8 | Winter
2018-05-11 09:00 | 119.9987 | 482.049 | 224.4787 | 1405.5513 | 1103.2291 | 0 | 18.7503 | 1074.1428 | 428.1539 | 765.0998 | 2475.5218 | 0 | 1.715 | 0.0053359 | 0 | 0.6379 | 0 | 0 | 1871.8952 | 0 | 0 | 0 | 9971.2288 | 131 | 9 | Winter
2018-05-11 10:00 | 92.8618 | 609.2267 | 210.2718 | 1446.8628 | 1102.9142 | 0 | 12.5861 | 1237.5091 | 455.0525 | 818.6861 | 2639.1871 | 0 | 1.9474 | 0.0053236 | 0 | 0.72434 | 0 | 0 | 1869.1134 | 0 | 0 | 0 | 10496.9486 | 131 | 10 | Winter
2018-05-11 11:00 | 75.651 | 802.0588 | 193.7409 | 1464.407 | 1104.6129 | 0 | 8.1956 | 1385.4459 | 462.2472 | 840.687 | 2690.1353 | 0 | 2.3792 | 0.0053387 | 0 | 0.88495 | 0 | 0 | 1880.7578 | 0 | 0 | 0 | 10911.2087 | 131 | 11 | Winter
2018-05-11 12:00 | 66.7071 | 990.7746 | 183.2858 | 1341.927 | 1109.6718 | 0 | 6.1 | 1471.7444 | 458.6161 | 829.5533 | 2668.8029 | 0 | 2.7423 | 0.0053027 | 0 | 1.02 | 0 | 0 | 1909.6612 | 0 | 0 | 0 | 11040.6119 | 131 | 12 | Winter
2018-05-11 13:00 | 46.4432 | 1195.0854 | 177.5863 | 1202.9308 | 1077.5928 | 0 | 4.7917 | 1541.2012 | 444.7996 | 797.1639 | 2591.1365 | 0 | 2.8185 | 0.0053023 | 0 | 1.0484 | 0 | 0 | 1937.3972 | 0 | 0 | 0 | 11020.0007 | 131 | 13 | Winter
2018-05-11 14:00 | 27.514 | 1419.4134 | 180.5455 | 1145.1838 | 1065.7759 | 0 | 3.2252 | 1578.1984 | 418.3241 | 755.9902 | 2458.6795 | 0 | 3.2457 | 0.0052679 | 0 | 1.2073 | 0 | 0 | 1957.7041 | 0 | 0 | 0 | 11015.0123 | 131 | 14 | Winter
2018-05-11 15:00 | 21.0645 | 1601.3664 | 193.8103 | 1267.9271 | 1106.782 | 0 | 3.1161 | 1549.7588 | 385.0424 | 726.616 | 2330.3807 | 0 | 4.5183 | 0.0053155 | 0 | 1.6806 | 0 | 0 | 1965.9051 | 0 | 0 | 0 | 11157.9736 | 131 | 15 | Winter
2018-05-11 16:00 | 21.1275 | 1744.6357 | 223.201 | 1443.061 | 1189.4878 | 0 | 3.1519 | 1448.9506 | 352.7127 | 586.3596 | 2231.4381 | 0 | 5.9874 | 0.0053855 | 0 | 2.2271 | 0 | 0 | 1914.7097 | 0 | 0 | 0 | 11167.0554 | 131 | 16 | Winter
2018-05-11 17:00 | 21.9746 | 1834.4435 | 268.6711 | 1700.4456 | 1287.0982 | 0 | 4.0118 | 1302.8121 | 320.4995 | 562.1955 | 2150.4236 | 0 | 7.1616 | 0.0054265 | 0 | 2.6638 | 0 | 0 | 1835.6663 | 0 | 0 | 0 | 11298.0726 | 131 | 17 | Winter
2018-05-11 18:00 | 29.2208 | 1713.687 | 328.2323 | 1776.2449 | 1309.678 | 0 | 6.3241 | 1105.7416 | 293.9528 | 541.3679 | 1942.5304 | 0 | 5.3434 | 0.0055373 | 0 | 1.9875 | 0 | 0 | 1771.1545 | 0 | 0 | 0 | 10825.4707 | 131 | 18 | Winter
2018-05-11 19:00 | 35.0337 | 1501.4514 | 423.316 | 1687.0664 | 1271.2683 | 0 | 7.6879 | 867.9216 | 289.4129 | 506.8144 | 1847.9887 | 0 | 2.9532 | 0.0056864 | 0 | 1.0985 | 0 | 0 | 1810.9894 | 0 | 0 | 0 | 10253.008 | 131 | 19 | Winter
2018-05-11 20:00 | 36.3225 | 1260.2147 | 558.2968 | 1620.3517 | 1219.5581 | 0 | 8.1848 | 657.2369 | 414.5638 | 415.1418 | 1750.3133 | 0 | 2.2525 | 0.0057112 | 0 | 0.83782 | 0 | 0 | 1781.4011 | 0 | 0 | 0 | 9724.6816 | 131 | 20 | Winter
2018-05-11 21:00 | 40.9148 | 1093.1565 | 625.3376 | 1576.6202 | 1153.3631 | 0 | 5.6488 | 530.038 | 384.597 | 332.0201 | 1662.5902 | 0 | 1.6149 | 0.0057775 | 0 | 0.60068 | 0 | 0 | 1665.1752 | 0 | 0 | 0 | 9071.6829 | 131 | 21 | Winter
2018-05-11 22:00 | 51.1213 | 925.1434 | 359.3116 | 1330.0188 | 995.0387 | 0 | 5.0078 | 473.5499 | 331.1797 | 273.3008 | 1606.9977 | 0 | 1.0414 | 0.0057815 | 0 | 0.38736 | 0 | 0 | 1594.9223 | 0 | 0 | 0 | 7947.0266 | 131 | 22 | Winter
2018-05-11 23:00 | 62.9424 | 738.7556 | 137.8262 | 1000.0468 | 912.0532 | 0 | 6.2577 | 408.7831 | 297.0686 | 235.4401 | 1570.7655 | 0 | 0.73537 | 0.005637 | 0 | 0.27353 | 0 | 0 | 1545.1631 | 0 | 0 | 0 | 6916.1169 | 131 | 23 | Winter
2018-05-12 | 73.1191 | 636.2045 | 86.9213 | 624.3309 | 882.1305 | 0 | 6.6974 | 342.5509 | 279.5245 | 194.8848 | 1506.1533 | 0 | 0.40579 | 0.005635 | 0 | 0.15094 | 0 | 0 | 1527.3291 | 0 | 0 | 0 | 6160.4086 | 132 | 0 | Fall
2018-05-12 01:00 | 82.0976 | 570.2456 | 79.4458 | 508.944 | 866.3536 | 0 | 6.1821 | 352.5145 | 255.9752 | 165.2014 | 1557.1641 | 0 | 0.26035 | 0.0056499 | 0 | 0.09684 | 0 | 0 | 1537.2659 | 0 | 0 | 0 | 5981.7526 | 132 | 1 | Fall
2018-05-12 02:00 | 105.4018 | 494.2982 | 77.3015 | 464.7539 | 859.3637 | 0 | 7.5474 | 340.5254 | 250.1968 | 167.0027 | 1530.9542 | 0 | 0.12195 | 0.0055397 | 0 | 0.045361 | 0 | 0 | 1557.5484 | 0 | 0 | 0 | 5855.0668 | 132 | 2 | Fall
2018-05-12 03:00 | 139.4099 | 444.0256 | 77.3015 | 463.1295 | 860.1798 | 0 | 9.7938 | 351.2738 | 248.3003 | 180.1074 | 1497.1429 | 0 | 0.16036 | 0.0056181 | 0 | 0.059648 | 0 | 0 | 1574.8063 | 0 | 0 | 0 | 5845.6965 | 132 | 3 | Fall
2018-05-12 04:00 | 180.1895 | 393.0255 | 77.9109 | 481.9017 | 877.5262 | 0 | 13.3776 | 369.251 | 250.4716 | 198.3217 | 1449.9068 | 0 | 0.089131 | 0.0064952 | 0 | 0.033153 | 0 | 0 | 1637.4862 | 0 | 0 | 0 | 5929.4974 | 132 | 4 | Fall
2018-05-12 05:00 | 216.6308 | 347.8534 | 83.8318 | 603.5822 | 899.47 | 0 | 23.5168 | 407.2388 | 238.1071 | 225.8744 | 1396.508 | 0 | 0.3658 | 0.006403 | 0 | 0.13606 | 0 | 0 | 1718.1638 | 0 | 0 | 0 | 6161.2854 | 132 | 5 | Fall
2018-05-12 06:00 | 229.2179 | 319.5456 | 122.8376 | 855.8861 | 930.8151 | 0 | 68.9458 | 481.6296 | 110.9359 | 276.9523 | 1505.2127 | 0 | 0.94175 | 0.0056198 | 0 | 0.35029 | 0 | 0 | 1701.8736 | 0 | 0 | 0 | 6605.1499 | 132 | 6 | Fall
2018-05-12 07:00 | 187.5843 | 331.3753 | 191.3603 | 1199.5172 | 995.0747 | 0 | 45.1764 | 543.5755 | 144.6223 | 316.4318 | 1486.0485 | 0 | 1.7055 | 0.0055221 | 0 | 0.63439 | 0 | 0 | 1732.6725 | 0 | 0 | 0 | 7175.7842 | 132 | 7 | Fall
2018-05-12 08:00 | 128.7648 | 346.6592 | 245.6503 | 1423.4577 | 1083.3666 | 0 | 28.6531 | 605.1424 | 189.3831 | 444.6324 | 1459.9881 | 0 | 1.8983 | 0.0056301 | 0 | 0.70608 | 0 | 0 | 1850.4066 | 0 | 0 | 0 | 7808.7144 | 132 | 8 | Fall
2018-05-12 09:00 | 94.5225 | 385.655 | 267.4129 | 1570.1692 | 1133.9714 | 0 | 18.7445 | 690.3725 | 216.2907 | 500.2183 | 1471.5645 | 0 | 1.771 | 0.0056296 | 0 | 0.65875 | 0 | 0 | 1932.1161 | 0 | 0 | 0 | 8283.4731 | 132 | 9 | Fall
2018-05-12 10:00 | 66.5455 | 446.0344 | 262.5883 | 1568.5419 | 1139.6215 | 0 | 11.9949 | 786.0942 | 230.3457 | 537.9007 | 1533.5512 | 0 | 2.0225 | 0.0056624 | 0 | 0.75227 | 0 | 0 | 1941.3529 | 0 | 0 | 0 | 8527.3517 | 132 | 10 | Fall
2018-05-12 11:00 | 43.9076 | 522.2354 | 242.1345 | 1618.4972 | 1143.7547 | 0 | 8.3556 | 865.7603 | 237.352 | 571.8189 | 1574.19 | 0 | 2.4751 | 0.0057105 | 0 | 0.92063 | 0 | 0 | 1956.5088 | 0 | 0 | 0 | 8787.9165 | 132 | 11 | Fall
2018-05-12 12:00 | 30.0581 | 599.0856 | 229.1853 | 1592.8508 | 1151.119 | 0 | 6.0084 | 909.9558 | 239.1115 | 589.0437 | 1597.9018 | 0 | 2.859 | 0.0057519 | 0 | 1.0634 | 0 | 0 | 1991.14 | 0 | 0 | 0 | 8939.3881 | 132 | 12 | Fall
2018-05-12 13:00 | 17.9906 | 727.5121 | 223.8953 | 1516.6449 | 1121.6878 | 0 | 4.288 | 948.2507 | 238.5164 | 607.5289 | 1609.9614 | 0 | 2.946 | 0.0058055 | 0 | 1.0958 | 0 | 0 | 2025.0033 | 0 | 0 | 0 | 9045.3269 | 132 | 13 | Fall
2018-05-12 14:00 | 12.1085 | 873.2134 | 227.4705 | 1444.848 | 1108.3731 | 0 | 3.7686 | 967.8022 | 234.9383 | 608.1518 | 1631.1355 | 0 | 3.371 | 0.0058681 | 0 | 1.2539 | 0 | 0 | 2033.2623 | 0 | 0 | 0 | 9149.7031 | 132 | 14 | Fall
2018-05-12 15:00 | 10.416 | 1009.0686 | 238.1742 | 1465.2885 | 1152.3938 | 0 | 4.5307 | 950.7919 | 229.9111 | 600.6111 | 1678.883 | 0 | 4.6128 | 0.0058996 | 0 | 1.7158 | 0 | 0 | 2007.1887 | 0 | 0 | 0 | 9353.5921 | 132 | 15 | Fall
2018-05-12 16:00 | 10.3712 | 1079.0754 | 259.4043 | 1621.2191 | 1230.5012 | 0 | 4.9376 | 878.5585 | 225.8078 | 504.6723 | 1741.6208 | 0 | 6.0263 | 0.0059551 | 0 | 2.2415 | 0 | 0 | 1927.2354 | 0 | 0 | 0 | 9491.6775 | 132 | 16 | Fall
2018-05-12 17:00 | 12.4938 | 1110.1252 | 293.3344 | 1764.7255 | 1320.5274 | 0 | 5.9638 | 782.4374 | 223.5492 | 487.5201 | 1803.5482 | 0 | 7.0156 | 0.0058595 | 0 | 2.6095 | 0 | 0 | 1798.0747 | 0 | 0 | 0 | 9611.9307 | 132 | 17 | Fall
2018-05-12 18:00 | 14.3571 | 1041.0695 | 343.4223 | 1774.9943 | 1328.2283 | 0 | 7.2963 | 688.2568 | 222.7556 | 460.86 | 1709.4431 | 0 | 5.2392 | 0.0059994 | 0 | 1.9488 | 0 | 0 | 1736.5046 | 0 | 0 | 0 | 9334.3819 | 132 | 18 | Fall
2018-05-12 19:00 | 17.5296 | 884.5211 | 441.175 | 1700.5105 | 1288.7232 | 0 | 8.9536 | 579.4956 | 241.1901 | 421.4114 | 1699.4077 | 0 | 2.8852 | 0.005996 | 0 | 1.0732 | 0 | 0 | 1769.3541 | 0 | 0 | 0 | 9056.2364 | 132 | 19 | Fall
2018-05-12 20:00 | 22.2047 | 699.9014 | 579.3507 | 1621.5968 | 1233.3018 | 0 | 13.1543 | 490.0562 | 370.186 | 369.1778 | 1680.8259 | 0 | 2.1974 | 0.0059865 | 0 | 0.81734 | 0 | 0 | 1737.7636 | 0 | 0 | 0 | 8820.5399 | 132 | 20 | Fall
2018-05-12 21:00 | 35.2772 | 547.764 | 652.451 | 1473.0852 | 1166.8966 | 0 | 9.8246 | 405.2899 | 359.3392 | 318.8964 | 1637.0345 | 0 | 1.5922 | 0.0059132 | 0 | 0.59222 | 0 | 0 | 1641.8443 | 0 | 0 | 0 | 8249.8931 | 132 | 21 | Fall
2018-05-12 22:00 | 53.4124 | 420.0824 | 391.3959 | 1177.6228 | 1010.9647 | 0 | 11.9545 | 355.8465 | 310.6487 | 254.4961 | 1581.5595 | 0 | 1.038 | 0.0058955 | 0 | 0.3861 | 0 | 0 | 1589.7147 | 0 | 0 | 0 | 7159.1281 | 132 | 22 | Fall
2018-05-12 23:00 | 79.3222 | 316.5114 | 147.8765 | 872.3541 | 920.645 | 0 | 14.3713 | 317.8468 | 276.083 | 204.2484 | 1542.7824 | 0 | 0.72966 | 0.0058353 | 0 | 0.2714 | 0 | 0 | 1533.7459 | 0 | 0 | 0 | 6226.7938 | 132 | 23 | Fall
2018-05-13 | 106.8306 | 240.2521 | 90.0997 | 628.8467 | 886.5026 | 0 | 15.4622 | 287.07 | 262.7998 | 171.9096 | 1547.7876 | 0 | 1.015 | 0.0078619 | 0 | 0.37753 | 0 | 0 | 1147.0593 | 0 | 0 | 0 | 5386.0206 | 133 | 0 | Fall
2018-05-13 01:00 | 138.9369 | 198.8209 | 79.9955 | 501.6637 | 867.8289 | 0 | 11.7872 | 260.0228 | 246.2238 | 163.2515 | 1436.644 | 0 | 0.41789 | 0.0077726 | 0 | 0.15544 | 0 | 0 | 1192.7548 | 0 | 0 | 0 | 5098.5112 | 133 | 1 | Fall
2018-05-13 02:00 | 183.2243 | 161.5711 | 77.3015 | 457.2867 | 859.7716 | 0 | 14.5928 | 256.4738 | 241.1178 | 166.9186 | 1430.7921 | 0 | 0.35735 | 0.0083704 | 0 | 0.13292 | 0 | 0 | 1141.6912 | 0 | 0 | 0 | 4991.2401 | 133 | 2 | Fall
2018-05-13 03:00 | 223.2572 | 147.2945 | 77.3015 | 448.7285 | 860.2403 | 0 | 17.4937 | 257.1422 | 237.6324 | 181.0241 | 1387.7021 | 0 | 0.25957 | 0.0083732 | 0 | 0.096551 | 0 | 0 | 1115.7625 | 0 | 0 | 0 | 4953.9435 | 133 | 3 | Fall
2018-05-13 04:00 | 280.3474 | 130.0045 | 77.902 | 476.2251 | 877.5479 | 0 | 23.3865 | 261.4364 | 242.2733 | 200.242 | 1354.8697 | 0 | 0.05013 | 0.0084409 | 0 | 0.018646 | 0 | 0 | 1125.132 | 0 | 0 | 0 | 5049.4441 | 133 | 4 | Fall
2018-05-13 05:00 | 335.8062 | 141.5452 | 83.9101 | 597.3293 | 899.565 | 0 | 39.1243 | 297.0282 | 233.7216 | 228.8013 | 1320.1457 | 0 | 0.15287 | 0.0080467 | 0 | 0.056863 | 0 | 0 | 1115.4304 | 0 | 0 | 0 | 5292.625 | 133 | 5 | Fall
2018-05-13 06:00 | 346.3577 | 134.1551 | 122.5027 | 849.1198 | 930.8555 | 0 | 98.3503 | 335.0788 | 103.7097 | 274.8219 | 1265.2003 | 0 | 0.32085 | 0.0082815 | 0 | 0.11934 | 0 | 0 | 1101.8067 | 0 | 0 | 0 | 5562.407 | 133 | 6 | Fall
2018-05-13 07:00 | 305.0681 | 112.3568 | 192.8059 | 1200.3273 | 996.3416 | 0 | 72.3877 | 361.4458 | 120.0336 | 305.0081 | 1235.8067 | 0 | 0.54098 | 0.0077684 | 0 | 0.20122 | 0 | 0 | 1052.3041 | 0 | 0 | 0 | 5954.6354 | 133 | 7 | Fall
2018-05-13 08:00 | 248.0129 | 123.7001 | 249.1921 | 1455.5498 | 1084.9602 | 0 | 57.2973 | 388.5185 | 137.9289 | 431.5635 | 1275.7444 | 0 | 1.0432 | 0.0079569 | 0 | 0.38802 | 0 | 0 | 1069.3344 | 0 | 0 | 0 | 6523.2412 | 133 | 8 | Fall
2018-05-13 09:00 | 185.7484 | 133.3142 | 273.8691 | 1569.8755 | 1137.1855 | 0 | 40.2699 | 434.5166 | 158.1587 | 472.3131 | 1293.7131 | 0 | 1.819 | 0.0065299 | 0 | 0.67658 | 0 | 0 | 1054.3323 | 0 | 0 | 0 | 6755.7985 | 133 | 9 | Fall
2018-05-13 10:00 | 128.3365 | 157.2218 | 266.2835 | 1547.3146 | 1142.532 | 0 | 26.8601 | 473.7065 | 177.2739 | 497.6447 | 1309.5744 | 0 | 2.5243 | 0.0079676 | 0 | 0.93892 | 0 | 0 | 1072.1444 | 0 | 0 | 0 | 6802.3636 | 133 | 10 | Fall
2018-05-13 11:00 | 92.2405 | 195.6137 | 244.944 | 1558.7777 | 1145.5778 | 0 | 16.5689 | 506.2859 | 191.8208 | 524.6267 | 1337.8689 | 0 | 3.1859 | 0.0065748 | 0 | 1.185 | 0 | 0 | 1071.3987 | 0 | 0 | 0 | 6890.1009 | 133 | 11 | Fall
2018-05-13 12:00 | 64.6722 | 248.9466 | 231.4697 | 1555.9872 | 1153.2186 | 0 | 11.025 | 539.4342 | 200.512 | 543.6993 | 1390.8021 | 0 | 4.0602 | 0.0066294 | 0 | 1.5102 | 0 | 0 | 1083.3223 | 0 | 0 | 0 | 7028.6663 | 133 | 12 | Fall
2018-05-13 13:00 | 39.1956 | 321.6679 | 224.6757 | 1456.7307 | 1123.4722 | 0 | 8.675 | 565.9713 | 204.1428 | 555.6042 | 1432.3599 | 0 | 4.2271 | 0.008197 | 0 | 1.5723 | 0 | 0 | 1098.7356 | 0 | 0 | 0 | 7037.0383 | 133 | 13 | Fall
2018-05-13 14:00 | 24.987 | 416.7409 | 227.8065 | 1416.6727 | 1108.8246 | 0 | 6.711 | 578.5809 | 202.0859 | 567.433 | 1477.5118 | 0 | 4.4489 | 0.0081057 | 0 | 1.6548 | 0 | 0 | 1118.4465 | 0 | 0 | 0 | 7151.9126 | 133 | 14 | Fall
2018-05-13 15:00 | 15.8023 | 539.2855 | 237.3711 | 1452.8263 | 1151.8283 | 0 | 6.5981 | 589.7661 | 194.6806 | 565.647 | 1516.5853 | 0 | 4.6921 | 0.0080832 | 0 | 1.7453 | 0 | 0 | 1101.8354 | 0 | 0 | 0 | 7378.6713 | 133 | 15 | Fall
2018-05-13 16:00 | 10.9431 | 662.0237 | 259.2057 | 1604.7174 | 1230.9975 | 0 | 6.1211 | 597.2224 | 185.3981 | 474.5106 | 1545.832 | 0 | 5.2416 | 0.0081274 | 0 | 1.9496 | 0 | 0 | 1088.7838 | 0 | 0 | 0 | 7672.9547 | 133 | 16 | Fall
2018-05-13 17:00 | 9.2605 | 774.1391 | 295.6253 | 1769.1865 | 1325.2109 | 0 | 5.9268 | 568.6406 | 175.184 | 465.3355 | 1571.18 | 0 | 4.744 | 0.0080899 | 0 | 1.7646 | 0 | 0 | 1059.2263 | 0 | 0 | 0 | 8025.4323 | 133 | 17 | Fall
2018-05-13 18:00 | 9.0139 | 789.4398 | 347.2837 | 1763.3945 | 1335.428 | 0 | 7.2529 | 525.7984 | 164.6234 | 443.5959 | 1583.9365 | 0 | 5.4425 | 0.0067953 | 0 | 2.0244 | 0 | 0 | 1035.6171 | 0 | 0 | 0 | 8012.858 | 133 | 18 | Fall
2018-05-13 19:00 | 9.6626 | 693.343 | 444.9689 | 1663.4456 | 1293.2049 | 0 | 8.7922 | 453.7603 | 171.0814 | 407.9579 | 1561.8899 | 0 | 5.5292 | 0.0083772 | 0 | 2.0566 | 0 | 0 | 1073.2956 | 0 | 0 | 0 | 7788.9963 | 133 | 19 | Fall
2018-05-13 20:00 | 11.2944 | 526.6931 | 581.7224 | 1565.8639 | 1234.8733 | 0 | 13.8615 | 387.3571 | 291.4509 | 360.7505 | 1527.7768 | 0 | 4.5456 | 0.0082518 | 0 | 1.6908 | 0 | 0 | 1059.4857 | 0 | 0 | 0 | 7567.3741 | 133 | 20 | Fall
2018-05-13 21:00 | 18.1979 | 405.4786 | 656.5221 | 1496.1513 | 1168.6312 | 0 | 9.2841 | 340.3686 | 292.2346 | 315.7207 | 1478.6656 | 0 | 3.6021 | 0.0067695 | 0 | 1.3398 | 0 | 0 | 1008.1937 | 0 | 0 | 0 | 7194.3972 | 133 | 21 | Fall
2018-05-13 22:00 | 33.98 | 300.3339 | 397.2413 | 1222.4895 | 1011.7331 | 0 | 10.1047 | 317.9496 | 280.3088 | 256.043 | 1425.497 | 0 | 2.726 | 0.0060148 | 0 | 1.0139 | 0 | 0 | 1012.5869 | 0 | 0 | 0 | 6272.0138 | 133 | 22 | Fall
2018-05-13 23:00 | 57.3599 | 217.863 | 148.1512 | 891.3237 | 920.9039 | 0 | 13.0043 | 298.6246 | 267.4478 | 207.6482 | 1387.8625 | 0 | 1.8539 | 0.006496 | 0 | 0.68959 | 0 | 0 | 1074.842 | 0 | 0 | 0 | 5487.581 | 133 | 23 | Fall
2018-05-14 | 80.3369 | 164.7663 | 89.6836 | 708.0577 | 886.3384 | 0 | 14.4483 | 268.2799 | 254.282 | 174.0326 | 1415.5104 | 0 | 0.98296 | 0.0065316 | 0 | 0.36562 | 0 | 0 | 1111.0011 | 0 | 0 | 0 | 5168.0923 | 134 | 0 | Fall
2018-05-14 01:00 | 98.4136 | 142.7277 | 80.0048 | 553.4341 | 867.9655 | 0 | 10.8898 | 240.9386 | 269.2645 | 170.489 | 1478.6466 | 0 | 0.40265 | 0.0076831 | 0 | 0.14977 | 0 | 0 | 1148.3172 | 0 | 0 | 0 | 5061.6516 | 134 | 1 | Fall
2018-05-14 02:00 | 137.1513 | 135.9369 | 77.7954 | 489.6417 | 859.7591 | 0 | 13.5559 | 243.3733 | 266.4335 | 161.6821 | 1445.5446 | 0 | 0.34517 | 0.00768 | 0 | 0.12839 | 0 | 0 | 1103.1689 | 0 | 0 | 0 | 4934.524 | 134 | 2 | Fall
2018-05-14 03:00 | 172.6137 | 120.4009 | 77.7954 | 471.0632 | 860.2376 | 0 | 16.4895 | 258.9032 | 267.755 | 162.8608 | 1409.419 | 0 | 0.2498 | 0.0083947 | 0 | 0.092915 | 0 | 0 | 1073.2222 | 0 | 0 | 0 | 4891.1116 | 134 | 3 | Fall
2018-05-14 04:00 | 214.5563 | 105.3009 | 77.9655 | 556.3505 | 878.3554 | 0 | 21.2881 | 286.7095 | 278.5289 | 193.0537 | 1411.5797 | 0 | 0.047943 | 0.0083345 | 0 | 0.017833 | 0 | 0 | 1072.3634 | 0 | 0 | 0 | 5096.126 | 134 | 4 | Fall
2018-05-14 05:00 | 260.3474 | 98.6425 | 88.9032 | 804.987 | 904.8632 | 0 | 36.7082 | 358.0312 | 291.0226 | 243.2155 | 1471.0486 | 0 | 0.14526 | 0.0081247 | 0 | 0.054031 | 0 | 0 | 1059.8393 | 0 | 0 | 0 | 5617.8163 | 134 | 5 | Fall
2018-05-14 06:00 | 275.8263 | 99.4819 | 173.2307 | 1192.7752 | 961.3648 | 0 | 93.8894 | 480.8067 | 201.7056 | 322.6195 | 1780.761 | 0 | 0.3087 | 0.0076285 | 0 | 0.11482 | 0 | 0 | 1058.2185 | 0 | 0 | 0 | 6641.1108 | 134 | 6 | Fall
2018-05-14 07:00 | 212.7923 | 94.4142 | 233.6881 | 1347.0155 | 1032.0574 | 0 | 58.8306 | 616.1601 | 281.9675 | 435.6047 | 2019.6483 | 0 | 0.52597 | 0.0064861 | 0 | 0.19564 | 0 | 0 | 1022.5425 | 0 | 0 | 0 | 7355.4493 | 134 | 7 | Fall
2018-05-14 08:00 | 130.8503 | 111.3216 | 231.3423 | 1368.3153 | 1074.918 | 0 | 25.7998 | 738.1852 | 373.1925 | 654.0635 | 2262.3134 | 0 | 1.0115 | 0.0065796 | 0 | 0.37622 | 0 | 0 | 1036.4653 | 0 | 0 | 0 | 8008.1616 | 134 | 8 | Fall
2018-05-14 09:00 | 75.1957 | 158.4655 | 221.2126 | 1403.388 | 1099.005 | 0 | 10.7534 | 862.1935 | 427.9549 | 756.725 | 2474.8876 | 0 | 1.7592 | 0.0065635 | 0 | 0.65435 | 0 | 0 | 1019.3807 | 0 | 0 | 0 | 8511.582 | 134 | 9 | Fall
2018-05-14 10:00 | 42.3298 | 233.0825 | 207.6602 | 1470.4088 | 1099.3469 | 0 | 4.7836 | 999.3341 | 455.032 | 809.9383 | 2638.8292 | 0 | 2.4408 | 0.0064797 | 0 | 0.90789 | 0 | 0 | 1036.7159 | 0 | 0 | 0 | 9000.8166 | 134 | 10 | Fall
2018-05-14 11:00 | 24.2544 | 331.3536 | 191.3484 | 1451.0642 | 1101.5626 | 0 | 2.3601 | 1106.7096 | 462.2699 | 829.8678 | 2689.9765 | 0 | 3.0986 | 0.0065077 | 0 | 1.1526 | 0 | 0 | 1042.0699 | 0 | 0 | 0 | 9237.0946 | 134 | 11 | Fall
2018-05-14 12:00 | 16.9679 | 469.0476 | 182.9028 | 1344.5234 | 1109.0417 | 0 | 1.8162 | 1171.0783 | 458.6284 | 819.4583 | 2668.6977 | 0 | 3.9495 | 0.006517 | 0 | 1.4691 | 0 | 0 | 1053.8856 | 0 | 0 | 0 | 9301.473 | 134 | 12 | Fall
2018-05-14 13:00 | 9.0413 | 628.3212 | 175.1868 | 1262.5878 | 1076.3878 | 0 | 1.9084 | 1197.9557 | 444.9337 | 784.7521 | 2591.0355 | 0 | 4.1193 | 0.0079336 | 0 | 1.5322 | 0 | 0 | 1070.6365 | 0 | 0 | 0 | 9248.4062 | 134 | 13 | Fall
2018-05-14 14:00 | 5.6295 | 795.2855 | 179.3849 | 1198.1453 | 1066.1282 | 0 | 1.9017 | 1184.4706 | 418.6017 | 746.5885 | 2458.7766 | 0 | 4.3718 | 0.0078525 | 0 | 1.6261 | 0 | 0 | 1099.1483 | 0 | 0 | 0 | 9160.0665 | 134 | 14 | Fall
2018-05-14 15:00 | 4.0099 | 978.558 | 194.4639 | 1229.2132 | 1108.1467 | 0 | 1.8587 | 1148.854 | 385.4904 | 719.1737 | 2330.8758 | 0 | 4.6834 | 0.0079192 | 0 | 1.742 | 0 | 0 | 1099.7053 | 0 | 0 | 0 | 9206.783 | 134 | 15 | Fall
2018-05-14 16:00 | 2.4957 | 1146.5198 | 222.326 | 1400.6526 | 1187.8269 | 0 | 1.807 | 1077.9838 | 352.9692 | 572.2788 | 2232.0612 | 0 | 5.2373 | 0.0085228 | 0 | 1.9481 | 0 | 0 | 1087.8525 | 0 | 0 | 0 | 9291.9674 | 134 | 16 | Fall
2018-05-14 17:00 | 2.2771 | 1241.987 | 268.6163 | 1632.873 | 1286.4933 | 0 | 1.9829 | 959.1698 | 320.6486 | 553.0159 | 2151.2535 | 0 | 4.8174 | 0.0079236 | 0 | 1.7919 | 0 | 0 | 1075.5032 | 0 | 0 | 0 | 9500.4379 | 134 | 17 | Fall
2018-05-14 18:00 | 2.2565 | 1201.7246 | 328.4183 | 1730.4078 | 1309.8 | 0 | 2.7008 | 810.443 | 294.2028 | 531.4598 | 1943.2761 | 0 | 5.5154 | 0.0080023 | 0 | 2.0515 | 0 | 0 | 1049.3681 | 0 | 0 | 0 | 9211.6328 | 134 | 18 | Fall
2018-05-14 19:00 | 2.5739 | 1021.4702 | 423.7492 | 1667.7772 | 1271.772 | 0 | 3.6715 | 627.9537 | 285.8861 | 495.0017 | 1848.5402 | 0 | 5.6139 | 0.0081839 | 0 | 2.0882 | 0 | 0 | 1089.8075 | 0 | 0 | 0 | 8745.9135 | 134 | 19 | Fall
2018-05-14 20:00 | 4.6427 | 800.2766 | 559.7582 | 1604.0116 | 1220.207 | 0 | 5.193 | 468.5981 | 404.2769 | 405.6537 | 1750.6478 | 0 | 4.6132 | 0.0080104 | 0 | 1.7159 | 0 | 0 | 1075.128 | 0 | 0 | 0 | 8304.7307 | 134 | 20 | Fall
2018-05-14 21:00 | 9.9694 | 638.3855 | 625.1566 | 1554.2199 | 1156.0078 | 0 | 4.5997 | 384.809 | 384.8451 | 324.2112 | 1662.745 | 0 | 3.6172 | 0.0066379 | 0 | 1.3454 | 0 | 0 | 1012.454 | 0 | 0 | 0 | 7762.3725 | 134 | 21 | Fall
2018-05-14 22:00 | 18.4452 | 488.7694 | 358.3112 | 1319.6051 | 997.1287 | 0 | 5.0276 | 340.8305 | 331.3103 | 267.7797 | 1607.0386 | 0 | 2.7298 | 0.0067306 | 0 | 1.0154 | 0 | 0 | 1014.1027 | 0 | 0 | 0 | 6752.1009 | 134 | 22 | Fall
2018-05-14 23:00 | 35.0139 | 376.3258 | 137.8417 | 989.0008 | 912.2036 | 0 | 7.4389 | 314.7924 | 297.0712 | 229.7068 | 1570.8671 | 0 | 1.8679 | 0.0065213 | 0 | 0.69479 | 0 | 0 | 1083.0758 | 0 | 0 | 0 | 5955.9071 | 134 | 23 | Fall
2018-05-15 | 55.8224 | 316.0581 | 86.8434 | 681.4921 | 882.2826 | 0 | 10.0183 | 265.3974 | 279.5264 | 191.5812 | 1505.9626 | 0 | 0.38823 | 0.005678 | 0 | 0.14441 | 0 | 0 | 1461.1899 | 0 | 0 | 0 | 5736.7127 | 135 | 0 | Winter
2018-05-15 01:00 | 81.1988 | 266.465 | 79.4772 | 555.1179 | 866.5766 | 0 | 7.7023 | 243.481 | 269.2645 | 169.9093 | 1478.6466 | 0 | 0.25034 | 0.0056499 | 0 | 0.093116 | 0 | 0 | 1477.8042 | 0 | 0 | 0 | 5495.9924 | 135 | 1 | Winter
2018-05-15 02:00 | 115.0305 | 223.1771 | 77.7954 | 477.1053 | 859.3326 | 0 | 10.2251 | 246.0418 | 266.4335 | 160.7298 | 1445.5446 | 0 | 0.11832 | 0.00565 | 0 | 0.04401 | 0 | 0 | 1512.4423 | 0 | 0 | 0 | 5394.026 | 135 | 2 | Winter
2018-05-15 03:00 | 148.4017 | 196.7136 | 77.7954 | 469.0546 | 860.1968 | 0 | 13.1273 | 262.0047 | 267.755 | 163.6522 | 1409.419 | 0 | 0.15743 | 0.0057599 | 0 | 0.058556 | 0 | 0 | 1544.4049 | 0 | 0 | 0 | 5412.7469 | 135 | 3 | Winter
2018-05-15 04:00 | 193.4242 | 172.3557 | 77.9637 | 549.1924 | 878.4135 | 0 | 17.9488 | 290.5271 | 278.5289 | 192.8906 | 1411.5797 | 0 | 0.087291 | 0.0057944 | 0 | 0.032469 | 0 | 0 | 1606.2023 | 0 | 0 | 0 | 5669.1525 | 135 | 4 | Winter
2018-05-15 05:00 | 236.0614 | 155.7591 | 89.0063 | 780.9483 | 904.7664 | 0 | 30.8422 | 368.2937 | 290.4814 | 242.9059 | 1471.0486 | 0 | 0.3653 | 0.0065076 | 0 | 0.13588 | 0 | 0 | 1715.2655 | 0 | 0 | 0 | 6285.8864 | 135 | 5 | Winter
2018-05-15 06:00 | 247.7377 | 160.3567 | 175.0443 | 1178.8033 | 961.4726 | 0 | 80.3223 | 493.6089 | 200.0699 | 321.4773 | 1780.761 | 0 | 0.94052 | 0.0057386 | 0 | 0.34984 | 0 | 0 | 1699.4998 | 0 | 0 | 0 | 7300.4499 | 135 | 6 | Winter
2018-05-15 07:00 | 209.7538 | 184.5296 | 238.6698 | 1359.4647 | 1033.9745 | 0 | 55.8007 | 635.1526 | 281.9675 | 435.8306 | 2019.6483 | 0 | 1.7168 | 0.0057111 | 0 | 0.63856 | 0 | 0 | 1744.0537 | 0 | 0 | 0 | 8201.2069 | 135 | 7 | Winter
2018-05-15 08:00 | 143.5895 | 232.0078 | 235.0443 | 1392.5832 | 1076.9779 | 0 | 29.3608 | 768.7686 | 373.1925 | 656.072 | 2262.3134 | 0 | 1.9113 | 0.0056681 | 0 | 0.71094 | 0 | 0 | 1862.9063 | 0 | 0 | 0 | 9035.4444 | 135 | 8 | Winter
2018-05-15 09:00 | 99.9298 | 297.9754 | 221.8271 | 1417.5539 | 1100.6487 | 0 | 14.8133 | 902.4083 | 427.9549 | 755.3237 | 2474.8876 | 0 | 1.7976 | 0.0056906 | 0 | 0.66864 | 0 | 0 | 1961.8194 | 0 | 0 | 0 | 9677.614 | 135 | 9 | Winter
2018-05-15 10:00 | 72.6318 | 389.2985 | 206.8502 | 1406.7206 | 1099.4157 | 0 | 8.5682 | 1031.899 | 455.032 | 809.4131 | 2638.8292 | 0 | 2.0464 | 0.0056659 | 0 | 0.76119 | 0 | 0 | 1964.2321 | 0 | 0 | 0 | 10085.7036 | 135 | 10 | Winter
2018-05-15 11:00 | 50.9415 | 508.9374 | 191.6104 | 1417.7028 | 1101.3867 | 0 | 4.709 | 1155.0675 | 462.2699 | 829.3877 | 2689.9765 | 0 | 2.5245 | 0.0057264 | 0 | 0.939 | 0 | 0 | 1995.5671 | 0 | 0 | 0 | 10411.0256 | 135 | 11 | Winter
2018-05-15 12:00 | 38.2951 | 641.869 | 184.1828 | 1375.831 | 1109.5913 | 0 | 3.4073 | 1210.3243 | 458.6284 | 816.9228 | 2668.6977 | 0 | 2.9038 | 0.0056486 | 0 | 1.0801 | 0 | 0 | 2022.2759 | 0 | 0 | 0 | 10534.0152 | 135 | 12 | Winter
2018-05-15 13:00 | 22.5086 | 781.5363 | 175.8859 | 1234.426 | 1077.1096 | 0 | 3.0342 | 1218.1698 | 444.9337 | 785.5506 | 2591.0355 | 0 | 2.9994 | 0.0056825 | 0 | 1.1157 | 0 | 0 | 2061.8239 | 0 | 0 | 0 | 10400.135 | 135 | 13 | Winter
2018-05-15 14:00 | 14.0737 | 950.722 | 178.6162 | 1214.0936 | 1065.0279 | 0 | 2.6011 | 1205.7271 | 418.6017 | 745.7374 | 2458.7766 | 0 | 3.4626 | 0.0056603 | 0 | 1.2879 | 0 | 0 | 2088.3852 | 0 | 0 | 0 | 10347.1187 | 135 | 14 | Winter
2018-05-15 15:00 | 10.0567 | 1146.948 | 192.2345 | 1240.3357 | 1106.2344 | 0 | 2.464 | 1172.761 | 385.4904 | 716.5685 | 2330.8758 | 0 | 4.8064 | 0.0056929 | 0 | 1.7878 | 0 | 0 | 2091.4396 | 0 | 0 | 0 | 10402.0087 | 135 | 15 | Winter
2018-05-15 16:00 | 7.3168 | 1263.7244 | 221.4086 | 1423.0102 | 1187.4722 | 0 | 2.1326 | 1071.7819 | 352.9692 | 572.4832 | 2232.0612 | 0 | 6.3847 | 0.0057841 | 0 | 2.3749 | 0 | 0 | 2041.731 | 0 | 0 | 0 | 10384.8567 | 135 | 16 | Winter
2018-05-15 17:00 | 6.5275 | 1319.0203 | 267.0427 | 1627.256 | 1284.6135 | 0 | 2.1957 | 939.2141 | 320.6486 | 549.8313 | 2151.2535 | 0 | 7.554 | 0.0057513 | 0 | 2.8098 | 0 | 0 | 1936.119 | 0 | 0 | 0 | 10414.0918 | 135 | 17 | Winter
2018-05-15 18:00 | 6.7543 | 1251.819 | 327.1048 | 1760.5005 | 1308.24 | 0 | 2.8475 | 800.5577 | 294.2028 | 531.7955 | 1943.2761 | 0 | 5.6045 | 0.0058462 | 0 | 2.0846 | 0 | 0 | 1857.6264 | 0 | 0 | 0 | 10092.4196 | 135 | 18 | Winter
2018-05-15 19:00 | 7.4717 | 1060.7373 | 421.8617 | 1651.542 | 1271.8121 | 0 | 4.4136 | 625.4727 | 277.1655 | 496.0803 | 1848.5402 | 0 | 3.0445 | 0.0059089 | 0 | 1.1324 | 0 | 0 | 1867.0313 | 0 | 0 | 0 | 9536.311 | 135 | 19 | Winter
2018-05-15 20:00 | 10.4009 | 863.095 | 557.8679 | 1565.0909 | 1219.685 | 0 | 6.803 | 487.517 | 404.2769 | 406.9675 | 1750.6478 | 0 | 2.2881 | 0.005855 | 0 | 0.8511 | 0 | 0 | 1809.7272 | 0 | 0 | 0 | 9085.2242 | 135 | 20 | Winter
2018-05-15 21:00 | 18.6116 | 733.9076 | 618.5753 | 1487.2295 | 1151.9337 | 0 | 4.9578 | 403.5574 | 384.8451 | 324.4933 | 1662.745 | 0 | 1.6228 | 0.0058115 | 0 | 0.60361 | 0 | 0 | 1673.758 | 0 | 0 | 0 | 8466.8465 | 135 | 21 | Winter
2018-05-15 22:00 | 32.1595 | 612.4729 | 352.1164 | 1331.7025 | 995.0131 | 0 | 5.3838 | 362.5827 | 331.3103 | 265.7782 | 1607.0386 | 0 | 1.044 | 0.0057853 | 0 | 0.38831 | 0 | 0 | 1599.1225 | 0 | 0 | 0 | 7496.1185 | 135 | 22 | Winter
2018-05-15 23:00 | 50.4064 | 518.7108 | 134.9505 | 962.5279 | 911.4165 | 0 | 7.0095 | 336.668 | 297.0712 | 229.8981 | 1570.8671 | 0 | 0.73519 | 0.0056762 | 0 | 0.27346 | 0 | 0 | 1545.4707 | 0 | 0 | 0 | 6566.0111 | 135 | 23 | Winter
2018-05-16 | 71.0342 | 438.157 | 86.7373 | 698.9314 | 882.0265 | 0 | 8.5063 | 285.9551 | 279.5264 | 191.1586 | 1505.9626 | 0 | 0.40637 | 0.0056872 | 0 | 0.15115 | 0 | 0 | 1529.0232 | 0 | 0 | 0 | 5977.5819 | 136 | 0 | Winter
2018-05-16 01:00 | 92.7556 | 386.2402 | 79.3765 | 533.3227 | 866.2205 | 0 | 7.0482 | 257.8141 | 269.5294 | 169.9024 | 1478.1875 | 0 | 0.26034 | 0.0056669 | 0 | 0.096836 | 0 | 0 | 1538.0842 | 0 | 0 | 0 | 5678.8442 | 136 | 1 | Winter
2018-05-16 02:00 | 123.1138 | 345.3642 | 77.7954 | 466.3078 | 859.2437 | 0 | 9.4994 | 260.9844 | 266.5707 | 161.0443 | 1447.029 | 0 | 0.12291 | 0.0056188 | 0 | 0.045717 | 0 | 0 | 1566.1055 | 0 | 0 | 0 | 5583.2324 | 136 | 2 | Winter
2018-05-16 03:00 | 157.3369 | 302.1285 | 77.7954 | 467.8476 | 860.1722 | 0 | 12.8448 | 275.9782 | 267.699 | 163.7762 | 1412.9785 | 0 | 0.16164 | 0.0057 | 0 | 0.060122 | 0 | 0 | 1584.7133 | 0 | 0 | 0 | 5583.4979 | 136 | 3 | Winter
2018-05-16 04:00 | 199.3303 | 255.0539 | 77.9646 | 552.8418 | 878.3903 | 0 | 17.5207 | 305.4242 | 278.346 | 194.7818 | 1415.3208 | 0 | 0.089651 | 0.0064938 | 0 | 0.033346 | 0 | 0 | 1645.484 | 0 | 0 | 0 | 5820.5879 | 136 | 4 | Winter
2018-05-16 05:00 | 235.0615 | 220.4608 | 89.0848 | 780.8939 | 904.8044 | 0 | 27.2862 | 386.8677 | 289.8308 | 243.2512 | 1476.3328 | 0 | 0.37277 | 0.0066113 | 0 | 0.13865 | 0 | 0 | 1753.2311 | 0 | 0 | 0 | 6407.6232 | 136 | 5 | Winter
2018-05-16 06:00 | 246.3669 | 221.3916 | 176.5153 | 1160.1133 | 961.9386 | 0 | 73.5873 | 524.7865 | 199.0202 | 320.8994 | 1786.7213 | 0 | 0.95547 | 0.0057223 | 0 | 0.3554 | 0 | 0 | 1726.9793 | 0 | 0 | 0 | 7399.6363 | 136 | 6 | Winter
2018-05-16 07:00 | 197.603 | 254.3235 | 241.7797 | 1361.2972 | 1036.7849 | 0 | 47.8127 | 681.928 | 279.4269 | 435.9431 | 2024.559 | 0 | 1.7312 | 0.0057808 | 0 | 0.64394 | 0 | 0 | 1758.3214 | 0 | 0 | 0 | 8322.1602 | 136 | 7 | Winter
2018-05-16 08:00 | 135.7671 | 293.2212 | 234.2155 | 1392.8477 | 1077.0543 | 0 | 26.066 | 823.6752 | 369.9993 | 654.4456 | 2265.9667 | 0 | 1.934 | 0.0057841 | 0 | 0.71937 | 0 | 0 | 1885.0114 | 0 | 0 | 0 | 9160.9292 | 136 | 8 | Winter
2018-05-16 09:00 | 85.9728 | 353.6172 | 221.4205 | 1405.8424 | 1101.1153 | 0 | 14.1691 | 950.7403 | 426.9046 | 755.4996 | 2476.1416 | 0 | 1.8175 | 0.0057807 | 0 | 0.67602 | 0 | 0 | 1983.2488 | 0 | 0 | 0 | 9777.1715 | 136 | 9 | Winter
2018-05-16 10:00 | 55.0218 | 440.581 | 207.4506 | 1452.8335 | 1100.5809 | 0 | 8.3571 | 1081.6029 | 454.7857 | 808.8919 | 2638.4569 | 0 | 2.0814 | 0.005774 | 0 | 0.7742 | 0 | 0 | 1997.6929 | 0 | 0 | 0 | 10249.1166 | 136 | 10 | Winter
2018-05-16 11:00 | 38.2496 | 546.5704 | 192.042 | 1443.2036 | 1102.3781 | 0 | 5.2706 | 1201.0427 | 462.2038 | 827.7057 | 2687.2316 | 0 | 2.5541 | 0.0057548 | 0 | 0.95004 | 0 | 0 | 2018.884 | 0 | 0 | 0 | 10528.2919 | 136 | 11 | Winter
2018-05-16 12:00 | 31.4936 | 658.2034 | 184.9772 | 1370.9375 | 1110.5671 | 0 | 3.8773 | 1274.1027 | 458.607 | 816.9492 | 2665.233 | 0 | 2.9584 | 0.0057341 | 0 | 1.1004 | 0 | 0 | 2060.4451 | 0 | 0 | 0 | 10639.4579 | 136 | 12 | Winter
2018-05-16 13:00 | 21.3353 | 808.1225 | 176.8387 | 1219.0923 | 1077.1728 | 0 | 3.6236 | 1314.9963 | 444.7941 | 786.1714 | 2587.6906 | 0 | 3.0479 | 0.0057464 | 0 | 1.1337 | 0 | 0 | 2095.145 | 0 | 0 | 0 | 10539.1699 | 136 | 13 | Winter
2018-05-16 14:00 | 13.5106 | 957.1102 | 178.2451 | 1156.5384 | 1064.1229 | 0 | 3.3285 | 1299.9751 | 418.3252 | 746.1929 | 2454.409 | 0 | 3.5323 | 0.0057799 | 0 | 1.3139 | 0 | 0 | 2130.4211 | 0 | 0 | 0 | 10427.0308 | 136 | 14 | Winter
2018-05-16 15:00 | 10.2811 | 1114.312 | 192.3041 | 1255.4553 | 1106.2351 | 0 | 3.1277 | 1254.0325 | 385.0426 | 717.5737 | 2323.7506 | 0 | 4.9114 | 0.0058037 | 0 | 1.8268 | 0 | 0 | 2137.0846 | 0 | 0 | 0 | 10505.9434 | 136 | 15 | Winter
2018-05-16 16:00 | 9.344 | 1261.45 | 220.7915 | 1473.055 | 1185.9675 | 0 | 2.8146 | 1174.1926 | 352.7135 | 574.4937 | 2226.2753 | 0 | 6.448 | 0.0058308 | 0 | 2.3984 | 0 | 0 | 2061.9641 | 0 | 0 | 0 | 10551.914 | 136 | 16 | Winter
2018-05-16 17:00 | 8.5784 | 1373.6969 | 269.8067 | 1606.1405 | 1287.4843 | 0 | 2.7014 | 1067.293 | 320.485 | 552.2587 | 2145.2711 | 0 | 7.653 | 0.0058635 | 0 | 2.8466 | 0 | 0 | 1961.6183 | 0 | 0 | 0 | 10605.8397 | 136 | 17 | Winter
2018-05-16 18:00 | 7.445 | 1350.4248 | 329.5983 | 1710.2528 | 1310.3514 | 0 | 3.1303 | 927.4856 | 293.9396 | 534.4118 | 1939.6489 | 0 | 5.6482 | 0.0059489 | 0 | 2.1009 | 0 | 0 | 1872.2181 | 0 | 0 | 0 | 10286.6617 | 136 | 18 | Winter
2018-05-16 19:00 | 7.686 | 1181.8673 | 425.6949 | 1647.4599 | 1272.1591 | 0 | 3.8922 | 745.1295 | 273.3102 | 497.0826 | 1847.6458 | 0 | 3.0657 | 0.0059908 | 0 | 1.1403 | 0 | 0 | 1879.9685 | 0 | 0 | 0 | 9786.1081 | 136 | 19 | Winter
2018-05-16 20:00 | 8.1071 | 997.6838 | 561.3099 | 1551.2334 | 1221.7151 | 0 | 5.4199 | 577.4691 | 404.7393 | 408.396 | 1751.3338 | 0 | 2.3267 | 0.0059823 | 0 | 0.86544 | 0 | 0 | 1840.3816 | 0 | 0 | 0 | 9330.9873 | 136 | 20 | Winter
2018-05-16 21:00 | 9.6976 | 880.188 | 619.9843 | 1510.2979 | 1153.2646 | 0 | 2.8951 | 475.3231 | 387.4343 | 326.6196 | 1664.7943 | 0 | 1.6649 | 0.0059622 | 0 | 0.61926 | 0 | 0 | 1716.9832 | 0 | 0 | 0 | 8749.7721 | 136 | 21 | Winter
2018-05-16 22:00 | 13.28 | 744.0859 | 353.8863 | 1272.4445 | 994.6222 | 0 | 2.0881 | 424.0854 | 334.9043 | 268.1342 | 1608.5029 | 0 | 1.074 | 0.0059581 | 0 | 0.3995 | 0 | 0 | 1644.6077 | 0 | 0 | 0 | 7662.1211 | 136 | 22 | Winter
2018-05-16 23:00 | 18.0178 | 619.1643 | 136.1725 | 1000.3189 | 911.4697 | 0 | 2.6444 | 389.0098 | 299.0758 | 230.7747 | 1571.4723 | 0 | 0.75716 | 0.0058883 | 0 | 0.28163 | 0 | 0 | 1590.6476 | 0 | 0 | 0 | 6769.8125 | 136 | 23 | Winter
2018-05-17 | 25.0645 | 540.4278 | 86.4584 | 727.3945 | 881.8557 | 0 | 3.4154 | 324.585 | 280.3765 | 193.468 | 1505.1196 | 0 | 0.41661 | 0.0057554 | 0 | 0.15496 | 0 | 0 | 1567.9654 | 0 | 0 | 0 | 6136.7079 | 137 | 0 | Winter
2018-05-17 01:00 | 31.5251 | 485.5908 | 79.3714 | 549.8707 | 866.4905 | 0 | 2.66 | 297.1796 | 269.4236 | 171.2197 | 1473.7262 | 0 | 0.26468 | 0.0056243 | 0 | 0.098449 | 0 | 0 | 1563.7375 | 0 | 0 | 0 | 5791.1637 | 137 | 1 | Winter
2018-05-17 02:00 | 43.8565 | 435.8565 | 77.7954 | 470.0342 | 859.326 | 0 | 3.3866 | 298.7906 | 266.5045 | 162.775 | 1441.5905 | 0 | 0.12425 | 0.0056561 | 0 | 0.046216 | 0 | 0 | 1587.5145 | 0 | 0 | 0 | 5647.6063 | 137 | 2 | Winter
2018-05-17 03:00 | 59.234 | 394.37 | 77.7954 | 469.3969 | 860.1778 | 0 | 4.5096 | 313.429 | 267.7548 | 165.4511 | 1406.1367 | 0 | 0.16244 | 0.0062994 | 0 | 0.060422 | 0 | 0 | 1591.6748 | 0 | 0 | 0 | 5610.1592 | 137 | 3 | Winter
2018-05-17 04:00 | 75.3859 | 333.5684 | 77.9712 | 546.1079 | 878.4339 | 0 | 6.3808 | 344.4032 | 278.5034 | 194.4261 | 1407.606 | 0 | 0.089765 | 0.0064249 | 0 | 0.033389 | 0 | 0 | 1649.4912 | 0 | 0 | 0 | 5792.4077 | 137 | 4 | Winter
2018-05-17 05:00 | 94.5845 | 292.5695 | 88.9924 | 788.6853 | 904.8587 | 0 | 11.2031 | 427.1714 | 290.2181 | 243.3629 | 1468.3202 | 0 | 0.36907 | 0.0063952 | 0 | 0.13728 | 0 | 0 | 1736.6035 | 0 | 0 | 0 | 6347.0822 | 137 | 5 | Winter
2018-05-17 06:00 | 98.0713 | 288.9734 | 175.2014 | 1175.4112 | 962.2998 | 0 | 36.9667 | 579.3018 | 200.4823 | 321.8982 | 1779.6201 | 0 | 0.9588 | 0.005671 | 0 | 0.35663 | 0 | 0 | 1732.663 | 0 | 0 | 0 | 7352.2102 | 137 | 6 | Winter
2018-05-17 07:00 | 86.2065 | 306.288 | 237.6162 | 1323.6937 | 1034.1066 | 0 | 25.3573 | 743.336 | 282.4932 | 437.3091 | 2017.8965 | 0 | 1.7281 | 0.0056163 | 0 | 0.64278 | 0 | 0 | 1755.2351 | 0 | 0 | 0 | 8251.9145 | 137 | 7 | Winter
2018-05-17 08:00 | 69.1432 | 339.1445 | 233.5719 | 1347.9337 | 1076.1134 | 0 | 16.6574 | 871.2771 | 373.2298 | 655.4444 | 2257.9883 | 0 | 1.9259 | 0.0056143 | 0 | 0.71637 | 0 | 0 | 1877.1373 | 0 | 0 | 0 | 9120.2889 | 137 | 8 | Winter
2018-05-17 09:00 | 60.2806 | 418.34 | 220.723 | 1405.2962 | 1099.9452 | 0 | 14.4198 | 1004.8886 | 427.9351 | 755.5382 | 2464.3516 | 0 | 1.8063 | 0.0055635 | 0 | 0.67185 | 0 | 0 | 1971.2509 | 0 | 0 | 0 | 9845.4529 | 137 | 9 | Winter
2018-05-17 10:00 | 62.4551 | 567.6179 | 207.1939 | 1445.9973 | 1099.9314 | 0 | 13.8867 | 1174.21 | 454.9391 | 810.3791 | 2619.0307 | 0 | 2.0722 | 0.0055116 | 0 | 0.77077 | 0 | 0 | 1988.9425 | 0 | 0 | 0 | 10447.4322 | 137 | 10 | Winter
2018-05-17 11:00 | 72.7051 | 722.2977 | 193.6418 | 1427.2818 | 1102.6695 | 0 | 14.1066 | 1294.6748 | 462.2158 | 828.944 | 2659.1363 | 0 | 2.5418 | 0.0055143 | 0 | 0.94545 | 0 | 0 | 2009.3522 | 0 | 0 | 0 | 10790.5183 | 137 | 11 | Winter
2018-05-17 12:00 | 79.0007 | 883.7715 | 185.3526 | 1334.6044 | 1110.4199 | 0 | 14.0226 | 1345.2062 | 458.611 | 819.5483 | 2631.5079 | 0 | 2.928 | 0.005441 | 0 | 1.0891 | 0 | 0 | 2039.1286 | 0 | 0 | 0 | 10905.1962 | 137 | 12 | Winter
2018-05-17 13:00 | 82.6518 | 1008.1288 | 177.4088 | 1240.949 | 1076.944 | 0 | 15.4889 | 1345.3262 | 444.7978 | 786.4649 | 2553.0501 | 0 | 3.0316 | 0.0055038 | 0 | 1.1276 | 0 | 0 | 2084.0549 | 0 | 0 | 0 | 10819.4299 | 137 | 13 | Winter
2018-05-17 14:00 | 82.1197 | 1149.7788 | 178.1212 | 1169.2134 | 1063.3994 | 0 | 14.3302 | 1313.4098 | 418.3259 | 745.7713 | 2424.9496 | 0 | 3.515 | 0.0055554 | 0 | 1.3074 | 0 | 0 | 2119.8835 | 0 | 0 | 0 | 10684.1308 | 137 | 14 | Winter
2018-05-17 15:00 | 80.0068 | 1303.7709 | 193.8601 | 1214.7699 | 1106.2331 | 0 | 12.8856 | 1264.0292 | 385.0428 | 717.6137 | 2305.3861 | 0 | 4.8536 | 0.0062305 | 0 | 1.8053 | 0 | 0 | 2111.8455 | 0 | 0 | 0 | 10702.1087 | 137 | 15 | Winter
2018-05-17 16:00 | 79.3912 | 1360.3073 | 223.0064 | 1452.7223 | 1187.2427 | 0 | 13.0883 | 1165.4411 | 352.7128 | 573.5679 | 2218.8984 | 0 | 6.3846 | 0.006295 | 0 | 2.3748 | 0 | 0 | 2041.7823 | 0 | 0 | 0 | 10676.9264 | 137 | 16 | Winter
2018-05-17 17:00 | 75.513 | 1406.7818 | 269.0713 | 1639.9442 | 1286.2544 | 0 | 10.6135 | 1050.7968 | 320.4859 | 551.7485 | 2147.8031 | 0 | 7.5057 | 0.0056476 | 0 | 2.7918 | 0 | 0 | 1923.8278 | 0 | 0 | 0 | 10693.1434 | 137 | 17 | Winter
2018-05-17 18:00 | 75.3762 | 1371.2131 | 328.0377 | 1703.8271 | 1308.4253 | 0 | 11.7969 | 928.1747 | 293.9385 | 534.7049 | 1949.5547 | 0 | 5.5084 | 0.0057091 | 0 | 2.0489 | 0 | 0 | 1825.7484 | 0 | 0 | 0 | 10338.3604 | 137 | 18 | Winter
2018-05-17 19:00 | 82.081 | 1235.4218 | 423.5076 | 1665.8964 | 1270.7194 | 0 | 12.3347 | 759.2901 | 272.7504 | 495.9876 | 1862.2369 | 0 | 2.9901 | 0.0058532 | 0 | 1.1122 | 0 | 0 | 1833.752 | 0 | 0 | 0 | 9918.0861 | 137 | 19 | Winter
2018-05-17 20:00 | 83.0573 | 1068.5139 | 558.2396 | 1600.5268 | 1218.1699 | 0 | 11.6376 | 597.8069 | 401.8588 | 409.9049 | 1767.361 | 0 | 2.2619 | 0.0058528 | 0 | 0.84132 | 0 | 0 | 1788.779 | 0 | 0 | 0 | 9508.9649 | 137 | 20 | Winter
2018-05-17 21:00 | 88.2697 | 935.6723 | 618.5168 | 1514.5177 | 1150.1124 | 0 | 7.7246 | 492.7343 | 384.679 | 326.9651 | 1678.2702 | 0 | 1.6259 | 0.0058599 | 0 | 0.60478 | 0 | 0 | 1676.8034 | 0 | 0 | 0 | 8876.5021 | 137 | 21 | Winter
2018-05-17 22:00 | 97.1776 | 796.4631 | 349.9259 | 1301.894 | 993.7929 | 0 | 6.7151 | 439.1705 | 331.3634 | 268.1175 | 1615.7561 | 0 | 1.0448 | 0.0058292 | 0 | 0.38863 | 0 | 0 | 1599.8694 | 0 | 0 | 0 | 7801.6848 | 137 | 22 | Winter
2018-05-17 23:00 | 104.4567 | 681.897 | 134.8385 | 973.832 | 911.1555 | 0 | 7.5567 | 405.7571 | 297.3906 | 229.8602 | 1570.2167 | 0 | 0.73734 | 0.0057425 | 0 | 0.27426 | 0 | 0 | 1549.1904 | 0 | 0 | 0 | 6867.1686 | 137 | 23 | Winter
2018-05-18 | 110.8104 | 584.1935 | 86.5222 | 682.0605 | 881.8934 | 0 | 7.8522 | 343.5382 | 279.9786 | 192.7774 | 1499.6921 | 0 | 0.40599 | 0.0056414 | 0 | 0.15101 | 0 | 0 | 1527.5279 | 0 | 0 | 0 | 6197.409 | 138 | 0 | Winter
2018-05-18 01:00 | 118.862 | 520.6209 | 79.3258 | 541.0663 | 866.3899 | 0 | 7.4392 | 317.3784 | 269.2631 | 171.7715 | 1478.7407 | 0 | 0.26038 | 0.005594 | 0 | 0.096852 | 0 | 0 | 1539.8213 | 0 | 0 | 0 | 5911.0419 | 138 | 1 | Winter
2018-05-18 02:00 | 141.6551 | 468.4138 | 77.7954 | 471.5808 | 859.2634 | 0 | 9.0144 | 318.1332 | 266.4351 | 161.7096 | 1445.3137 | 0 | 0.12257 | 0.0055793 | 0 | 0.045589 | 0 | 0 | 1566.6488 | 0 | 0 | 0 | 5786.1371 | 138 | 2 | Winter
2018-05-18 03:00 | 157.9269 | 427.8665 | 77.7954 | 458.0436 | 860.1107 | 0 | 11.1651 | 337.9419 | 267.7569 | 164.4335 | 1409.2703 | 0 | 0.16096 | 0.0062825 | 0 | 0.059872 | 0 | 0 | 1574.9625 | 0 | 0 | 0 | 5747.5003 | 138 | 3 | Winter
2018-05-18 04:00 | 185.2041 | 380.1944 | 77.96 | 534.8445 | 878.3337 | 0 | 15.4111 | 373.421 | 278.5651 | 194.2726 | 1411.641 | 0 | 0.088646 | 0.0063637 | 0 | 0.032973 | 0 | 0 | 1629.9706 | 0 | 0 | 0 | 5959.9459 | 138 | 4 | Winter
2018-05-18 05:00 | 211.131 | 351.7378 | 88.6383 | 777.3396 | 904.6734 | 0 | 26.0023 | 465.733 | 288.0393 | 243.44 | 1471.3644 | 0 | 0.36695 | 0.0063631 | 0 | 0.13649 | 0 | 0 | 1725.1684 | 0 | 0 | 0 | 6553.7772 | 138 | 5 | Winter
2018-05-18 06:00 | 204.7156 | 336.1583 | 175.1975 | 1160.5119 | 961.6946 | 0 | 57.2283 | 610.6249 | 200.6779 | 321.2351 | 1781.3974 | 0 | 0.94754 | 0.0056121 | 0 | 0.35244 | 0 | 0 | 1712.2023 | 0 | 0 | 0 | 7522.9495 | 138 | 6 | Winter
2018-05-18 07:00 | 163.0592 | 377.0734 | 237.0503 | 1319.3815 | 1033.4266 | 0 | 40.972 | 776.7941 | 282.7219 | 435.4816 | 2020.5106 | 0 | 1.7112 | 0.0055664 | 0 | 0.63648 | 0 | 0 | 1738.1431 | 0 | 0 | 0 | 8426.9676 | 138 | 7 | Winter
2018-05-18 08:00 | 117.9378 | 425.2228 | 232.4816 | 1342.5695 | 1075.8589 | 0 | 25.9208 | 908.8709 | 373.5291 | 653.1792 | 2263.4399 | 0 | 1.8971 | 0.0054863 | 0 | 0.70565 | 0 | 0 | 1849.1773 | 0 | 0 | 0 | 9270.7961 | 138 | 8 | Winter
2018-05-18 09:00 | 81.0444 | 486.3393 | 222.0946 | 1385.8015 | 1101.3324 | 0 | 15.1774 | 1046.9943 | 428.1539 | 754.9122 | 2475.5218 | 0 | 1.7852 | 0.0055057 | 0 | 0.66402 | 0 | 0 | 1948.1119 | 0 | 0 | 0 | 9947.9383 | 138 | 9 | Winter
2018-05-18 10:00 | 58.703 | 592.8087 | 210.7588 | 1438.06 | 1102.7549 | 0 | 8.6398 | 1192.3149 | 455.0525 | 808.3815 | 2639.1871 | 0 | 2.0453 | 0.0054844 | 0 | 0.76078 | 0 | 0 | 1962.7541 | 0 | 0 | 0 | 10472.2269 | 138 | 10 | Winter
2018-05-18 11:00 | 41.2611 | 708.6389 | 192.9194 | 1466.8945 | 1103.9018 | 0 | 4.9715 | 1295.5599 | 462.2472 | 826.0799 | 2690.1353 | 0 | 2.5001 | 0.0054062 | 0 | 0.92992 | 0 | 0 | 1976.4978 | 0 | 0 | 0 | 10772.5427 | 138 | 11 | Winter
2018-05-18 12:00 | 30.863 | 850.9461 | 184.8325 | 1342.3958 | 1111.1759 | 0 | 3.437 | 1348.8992 | 458.6161 | 816.3268 | 2668.8029 | 0 | 2.9057 | 0.0053976 | 0 | 1.0808 | 0 | 0 | 2023.3045 | 0 | 0 | 0 | 10843.5916 | 138 | 12 | Winter
2018-05-18 13:00 | 17.525 | 1020.0081 | 177.6046 | 1202.2749 | 1078.186 | 0 | 2.8019 | 1380.9196 | 444.7996 | 785.5004 | 2591.1365 | 0 | 2.9777 | 0.0053168 | 0 | 1.1076 | 0 | 0 | 2047.152 | 0 | 0 | 0 | 10751.9992 | 138 | 13 | Winter
2018-05-18 14:00 | 10.3204 | 1198.4984 | 179.1774 | 1174.1075 | 1065.3048 | 0 | 2.4292 | 1371.0518 | 418.3241 | 745.8154 | 2458.6795 | 0 | 3.4503 | 0.0060707 | 0 | 1.2834 | 0 | 0 | 2080.9085 | 0 | 0 | 0 | 10709.3567 | 138 | 14 | Winter
2018-05-18 15:00 | 7.4056 | 1328.6502 | 194.9031 | 1226.7329 | 1106.0215 | 0 | 2.3399 | 1305.5778 | 385.0424 | 716.2962 | 2330.3807 | 0 | 4.7716 | 0.0061114 | 0 | 1.7749 | 0 | 0 | 2076.2415 | 0 | 0 | 0 | 10686.1446 | 138 | 15 | Winter
2018-05-18 16:00 | 7.6446 | 1436.7674 | 223.0066 | 1402.313 | 1187.2154 | 0 | 2.4442 | 1220.6953 | 352.7127 | 572.4692 | 2231.4381 | 0 | 6.2924 | 0.0062301 | 0 | 2.3405 | 0 | 0 | 2012.1983 | 0 | 0 | 0 | 10657.5438 | 138 | 16 | Winter
2018-05-18 17:00 | 7.5426 | 1466.6949 | 268.6705 | 1637.1183 | 1283.9982 | 0 | 3.191 | 1082.1208 | 320.4995 | 552.6213 | 2150.4236 | 0 | 7.4127 | 0.0056261 | 0 | 2.7572 | 0 | 0 | 1899.8585 | 0 | 0 | 0 | 10682.9147 | 138 | 17 | Winter
2018-05-18 18:00 | 8.1697 | 1361.6888 | 328.3013 | 1758.9207 | 1309.7178 | 0 | 4.4188 | 915.6951 | 293.9528 | 534.3485 | 1942.5304 | 0 | 5.4523 | 0.0056666 | 0 | 2.0281 | 0 | 0 | 1807.169 | 0 | 0 | 0 | 10272.3989 | 138 | 18 | Winter
2018-05-18 19:00 | 9.7975 | 1176.095 | 422.7953 | 1670.3444 | 1272.3811 | 0 | 5.4817 | 730.3396 | 272.7456 | 497.6484 | 1847.9887 | 0 | 2.9825 | 0.0058404 | 0 | 1.1094 | 0 | 0 | 1829.0549 | 0 | 0 | 0 | 9738.7698 | 138 | 19 | Winter
2018-05-18 20:00 | 11.9903 | 961.45 | 557.5673 | 1605.4881 | 1218.5218 | 0 | 5.658 | 555.4924 | 401.5512 | 407.4021 | 1750.3133 | 0 | 2.2737 | 0.0057926 | 0 | 0.84574 | 0 | 0 | 1798.3993 | 0 | 0 | 0 | 9276.9591 | 138 | 20 | Winter
2018-05-18 21:00 | 19.2099 | 805.8553 | 619.2898 | 1547.2294 | 1151.3222 | 0 | 4.5992 | 453.501 | 384.597 | 325.7214 | 1662.5902 | 0 | 1.6323 | 0.0057591 | 0 | 0.60715 | 0 | 0 | 1683.5267 | 0 | 0 | 0 | 8659.6873 | 138 | 21 | Winter
2018-05-18 22:00 | 29.454 | 664.4395 | 352.3296 | 1291.7531 | 994.0204 | 0 | 4.6108 | 402.3336 | 331.1797 | 267.9544 | 1606.9977 | 0 | 1.049 | 0.0056395 | 0 | 0.39017 | 0 | 0 | 1606.4234 | 0 | 0 | 0 | 7552.941 | 138 | 22 | Winter
2018-05-18 23:00 | 41.3311 | 558.3367 | 135.7638 | 985.6976 | 911.0622 | 0 | 6.145 | 370.6617 | 297.0686 | 231.1289 | 1570.7655 | 0 | 0.73729 | 0.00558 | 0 | 0.27424 | 0 | 0 | 1549.8847 | 0 | 0 | 0 | 6658.8628 | 138 | 23 | Winter
2018-05-19 | 54.7335 | 479.4492 | 86.634 | 610.6924 | 881.7164 | 0 | 6.9111 | 310.3324 | 279.5245 | 192.5898 | 1506.1533 | 0 | 0.40011 | 0.0055418 | 0 | 0.14883 | 0 | 0 | 1506.4053 | 0 | 0 | 0 | 5915.6965 | 139 | 0 | Fall
2018-05-19 01:00 | 67.5953 | 417.6942 | 79.3902 | 503.7346 | 866.3052 | 0 | 5.9128 | 314.6963 | 255.9752 | 162.3471 | 1557.1641 | 0 | 0.26012 | 0.0055055 | 0 | 0.096753 | 0 | 0 | 1537.3395 | 0 | 0 | 0 | 5768.5167 | 139 | 1 | Fall
2018-05-19 02:00 | 87.113 | 357.8859 | 77.3015 | 451.7405 | 859.2914 | 0 | 7.3369 | 307.6925 | 250.1968 | 163.2404 | 1530.9542 | 0 | 0.12341 | 0.0055471 | 0 | 0.045903 | 0 | 0 | 1576.0023 | 0 | 0 | 0 | 5668.9304 | 139 | 2 | Fall
2018-05-19 03:00 | 101.5366 | 307.4062 | 77.3015 | 461.2147 | 860.1871 | 0 | 8.5551 | 312.7194 | 248.3003 | 177.3357 | 1497.1429 | 0 | 0.16236 | 0.0062359 | 0 | 0.06039 | 0 | 0 | 1590.4101 | 0 | 0 | 0 | 5642.3386 | 139 | 3 | Fall
2018-05-19 04:00 | 130.0289 | 252.882 | 77.9192 | 487.7469 | 877.616 | 0 | 11.5766 | 322.7847 | 250.4716 | 193.082 | 1449.9068 | 0 | 0.088956 | 0.0063295 | 0 | 0.033088 | 0 | 0 | 1639.514 | 0 | 0 | 0 | 5693.6572 | 139 | 4 | Fall
2018-05-19 05:00 | 159.4595 | 221.5366 | 83.9195 | 603.1157 | 899.5346 | 0 | 20.1349 | 356.0082 | 234.9034 | 221.1428 | 1396.508 | 0 | 0.36829 | 0.0063817 | 0 | 0.13699 | 0 | 0 | 1733.2533 | 0 | 0 | 0 | 5930.0281 | 139 | 5 | Fall
2018-05-19 06:00 | 161.9042 | 217.2738 | 122.5094 | 840.7842 | 930.757 | 0 | 44.4387 | 423.3493 | 109.2966 | 272.9109 | 1505.2127 | 0 | 0.95052 | 0.005544 | 0 | 0.35355 | 0 | 0 | 1717.8843 | 0 | 0 | 0 | 6347.6308 | 139 | 6 | Fall
2018-05-19 07:00 | 135.1143 | 244.978 | 188.717 | 1180.7423 | 994.8673 | 0 | 32.7673 | 487.9736 | 144.6223 | 310.3755 | 1486.0485 | 0 | 1.7138 | 0.0055505 | 0 | 0.63745 | 0 | 0 | 1740.388 | 0 | 0 | 0 | 6948.951 | 139 | 7 | Fall
2018-05-19 08:00 | 93.472 | 314.7763 | 249.1291 | 1428.6305 | 1085.5005 | 0 | 20.1688 | 566.8675 | 189.3831 | 437.2063 | 1459.9881 | 0 | 1.9179 | 0.0055606 | 0 | 0.71338 | 0 | 0 | 1869.8203 | 0 | 0 | 0 | 7717.5793 | 139 | 8 | Fall
2018-05-19 09:00 | 57.9264 | 394.5461 | 271.7417 | 1505.8116 | 1137.1419 | 0 | 11.9787 | 677.9215 | 216.2907 | 493.9154 | 1471.5645 | 0 | 1.8133 | 0.0055932 | 0 | 0.67448 | 0 | 0 | 1978.4886 | 0 | 0 | 0 | 8219.8205 | 139 | 9 | Fall
2018-05-19 10:00 | 39.7621 | 476.7289 | 263.3933 | 1515.5821 | 1141.3398 | 0 | 8.9125 | 771.5389 | 230.3457 | 529.9093 | 1533.5512 | 0 | 2.0822 | 0.0056148 | 0 | 0.77449 | 0 | 0 | 1998.4557 | 0 | 0 | 0 | 8512.3818 | 139 | 10 | Fall
2018-05-19 11:00 | 30.2017 | 592.8209 | 241.8835 | 1521.8875 | 1143.9624 | 0 | 6.4813 | 854.3754 | 237.352 | 562.5656 | 1574.19 | 0 | 2.5416 | 0.0056646 | 0 | 0.94537 | 0 | 0 | 2008.984 | 0 | 0 | 0 | 8778.1971 | 139 | 11 | Fall
2018-05-19 12:00 | 26.5892 | 732.3445 | 229.3813 | 1535.6942 | 1150.757 | 0 | 6.2431 | 920.2371 | 239.1115 | 582.7403 | 1597.9018 | 0 | 2.9058 | 0.00567 | 0 | 1.0808 | 0 | 0 | 2023.4928 | 0 | 0 | 0 | 9048.485 | 139 | 12 | Fall
2018-05-19 13:00 | 17.9806 | 889.1785 | 223.4929 | 1400.5097 | 1121.2291 | 0 | 5.6756 | 941.662 | 238.5164 | 600.4611 | 1609.9614 | 0 | 2.9629 | 0.0057651 | 0 | 1.1021 | 0 | 0 | 2036.9755 | 0 | 0 | 0 | 9089.7134 | 139 | 13 | Fall
2018-05-19 14:00 | 11.2477 | 1055.1279 | 227.0048 | 1370.5117 | 1107.2939 | 0 | 4.5294 | 948.2388 | 234.9383 | 602.5214 | 1631.1355 | 0 | 3.3392 | 0.0058563 | 0 | 1.242 | 0 | 0 | 2013.8359 | 0 | 0 | 0 | 9210.9725 | 139 | 14 | Fall
2018-05-19 15:00 | 6.46 | 1250.3087 | 236.8624 | 1440.0217 | 1150.2226 | 0 | 4.1458 | 949.096 | 229.9111 | 590.2547 | 1678.883 | 0 | 4.5342 | 0.0059339 | 0 | 1.6865 | 0 | 0 | 1972.9075 | 0 | 0 | 0 | 9515.3 | 139 | 15 | Fall
2018-05-19 16:00 | 4.9581 | 1402.3999 | 257.3071 | 1577.4125 | 1226.4789 | 0 | 3.7978 | 911.3002 | 225.8078 | 496.5587 | 1741.6208 | 0 | 5.7919 | 0.00604 | 0 | 2.1544 | 0 | 0 | 1852.1439 | 0 | 0 | 0 | 9707.738 | 139 | 16 | Fall
2018-05-19 17:00 | 4.3807 | 1487.2403 | 292.7917 | 1708.9749 | 1319.7627 | 0 | 4.0531 | 839.6693 | 223.5492 | 481.8048 | 1803.5482 | 0 | 6.6335 | 0.0053322 | 0 | 2.4674 | 0 | 0 | 1700.2271 | 0 | 0 | 0 | 9875.1083 | 139 | 17 | Fall
2018-05-19 18:00 | 4.3654 | 1418.3521 | 343.6637 | 1732.7036 | 1330.171 | 0 | 4.6678 | 742.66 | 222.7556 | 458.0563 | 1709.4431 | 0 | 4.852 | 0.0054191 | 0 | 1.8047 | 0 | 0 | 1608.1859 | 0 | 0 | 0 | 9581.6866 | 139 | 18 | Fall
2018-05-19 19:00 | 5.8927 | 1210.0328 | 440.1612 | 1636.2155 | 1289.4149 | 0 | 5.8718 | 612.4365 | 224.5228 | 418.1678 | 1699.4077 | 0 | 2.67 | 0.0056036 | 0 | 0.99313 | 0 | 0 | 1637.1427 | 0 | 0 | 0 | 9182.9352 | 139 | 19 | Fall
2018-05-19 20:00 | 7.7154 | 968.9203 | 578.4628 | 1584.308 | 1231.8199 | 0 | 8.4585 | 503.0668 | 367.6665 | 365.2268 | 1680.8259 | 0 | 2.0724 | 0.0054797 | 0 | 0.77083 | 0 | 0 | 1639.116 | 0 | 0 | 0 | 8938.4356 | 139 | 20 | Fall
2018-05-19 21:00 | 11.0314 | 804.9212 | 652.1507 | 1477.6072 | 1166.0988 | 0 | 4.9137 | 412.361 | 359.3392 | 315.7345 | 1637.0345 | 0 | 1.5423 | 0.0054143 | 0 | 0.57366 | 0 | 0 | 1590.5887 | 0 | 0 | 0 | 8433.9022 | 139 | 21 | Fall
2018-05-19 22:00 | 15.0774 | 641.0086 | 391.8653 | 1198.7704 | 1010.2916 | 0 | 5.262 | 361.3094 | 310.6487 | 253.1243 | 1581.5595 | 0 | 1.0222 | 0.0052974 | 0 | 0.3802 | 0 | 0 | 1565.0958 | 0 | 0 | 0 | 7335.4207 | 139 | 22 | Fall
2018-05-19 23:00 | 25.0846 | 500.7746 | 147.2159 | 856.9148 | 919.9564 | 0 | 7.1437 | 321.8587 | 276.083 | 201.6994 | 1542.7824 | 0 | 0.72918 | 0.0059287 | 0 | 0.27123 | 0 | 0 | 1531.8153 | 0 | 0 | 0 | 6332.3351 | 139 | 23 | Fall
2018-05-20 | 40.4225 | 417.5917 | 89.5758 | 616.2972 | 886.1359 | 0 | 8.6871 | 292.334 | 262.7998 | 170.8379 | 1547.7876 | 0 | 0.99735 | 0.00664 | 0 | 0.37097 | 0 | 0 | 1127.5249 | 0 | 0 | 0 | 5461.3695 | 140 | 0 | Fall
2018-05-20 01:00 | 60.5032 | 363.1228 | 79.9391 | 491.3316 | 867.6793 | 0 | 6.3214 | 264.4195 | 246.2238 | 162.0273 | 1436.644 | 0 | 0.41814 | 0.0079324 | 0 | 0.15553 | 0 | 0 | 1193.2624 | 0 | 0 | 0 | 5172.0559 | 140 | 1 | Fall
2018-05-20 02:00 | 90.2612 | 302.0587 | 77.3015 | 449.3245 | 859.7104 | 0 | 8.4657 | 261.6472 | 241.1178 | 167.5415 | 1430.7921 | 0 | 0.36064 | 0.0085409 | 0 | 0.13414 | 0 | 0 | 1153.2972 | 0 | 0 | 0 | 5042.0211 | 140 | 2 | Fall
2018-05-20 03:00 | 116.7423 | 261.949 | 77.3015 | 452.8719 | 860.2555 | 0 | 11.0882 | 260.1169 | 237.6324 | 181.0713 | 1387.7021 | 0 | 0.26493 | 0.008512 | 0 | 0.098544 | 0 | 0 | 1137.9552 | 0 | 0 | 0 | 4985.0585 | 140 | 3 | Fall
2018-05-20 04:00 | 149.8365 | 217.2475 | 77.9233 | 474.5545 | 877.662 | 0 | 12.8518 | 262.9831 | 242.2733 | 195.8743 | 1354.8697 | 0 | 0.051382 | 0.0084311 | 0 | 0.019112 | 0 | 0 | 1145.1067 | 0 | 0 | 0 | 5011.2615 | 140 | 4 | Fall
2018-05-20 05:00 | 179.5254 | 183.2329 | 84.0548 | 612.8432 | 899.6193 | 0 | 23.0847 | 299.5756 | 230.5179 | 227.0876 | 1320.1457 | 0 | 0.15678 | 0.0084177 | 0 | 0.058316 | 0 | 0 | 1143.7761 | 0 | 0 | 0 | 5203.6866 | 140 | 5 | Fall
2018-05-20 06:00 | 188.4945 | 173.1291 | 122.5301 | 872.9809 | 930.4535 | 0 | 64.0422 | 341.9386 | 102.0278 | 272.6546 | 1265.2003 | 0 | 0.33713 | 0.0085915 | 0 | 0.1254 | 0 | 0 | 1156.7729 | 0 | 0 | 0 | 5490.6956 | 140 | 6 | Fall
2018-05-20 07:00 | 143.0794 | 182.7413 | 190.7996 | 1161.4059 | 994.9233 | 0 | 41.7895 | 382.1875 | 120.0336 | 300.7371 | 1235.8067 | 0 | 0.55946 | 0.0067506 | 0 | 0.2081 | 0 | 0 | 1087.5519 | 0 | 0 | 0 | 5841.8302 | 140 | 7 | Fall
2018-05-20 08:00 | 85.2172 | 245.8143 | 247.1235 | 1427.8417 | 1085.3228 | 0 | 25.416 | 429.5995 | 137.9289 | 425.3845 | 1275.7444 | 0 | 1.0802 | 0.0069055 | 0 | 0.40178 | 0 | 0 | 1106.6494 | 0 | 0 | 0 | 6493.5311 | 140 | 8 | Fall
2018-05-20 09:00 | 44.8644 | 346.4252 | 272.5495 | 1560.1555 | 1138.2999 | 0 | 13.5329 | 509.4161 | 158.1587 | 465.3741 | 1293.7131 | 0 | 1.8929 | 0.0069975 | 0 | 0.7041 | 0 | 0 | 1097.0338 | 0 | 0 | 0 | 6902.1272 | 140 | 9 | Fall
2018-05-20 10:00 | 23.1845 | 462.8873 | 266.5511 | 1547.0822 | 1142.8639 | 0 | 8.0045 | 578.4897 | 177.2739 | 494.0837 | 1309.5744 | 0 | 2.5654 | 0.0071085 | 0 | 0.95422 | 0 | 0 | 1089.6535 | 0 | 0 | 0 | 7103.1754 | 140 | 10 | Fall
2018-05-20 11:00 | 11.9136 | 577.6525 | 242.6296 | 1570.4744 | 1143.5912 | 0 | 6.206 | 638.9695 | 191.8208 | 519.6142 | 1337.8689 | 0 | 3.1828 | 0.0063951 | 0 | 1.1839 | 0 | 0 | 1070.437 | 0 | 0 | 0 | 7315.5509 | 140 | 11 | Fall
2018-05-20 12:00 | 8.4926 | 708.4397 | 230.4377 | 1584.1149 | 1150.6748 | 0 | 4.5264 | 690.8179 | 200.512 | 540.4799 | 1390.8021 | 0 | 3.9944 | 0.0064739 | 0 | 1.4858 | 0 | 0 | 1065.7522 | 0 | 0 | 0 | 7580.5368 | 140 | 12 | Fall
2018-05-20 13:00 | 3.7974 | 859.0468 | 224.083 | 1474.1582 | 1120.805 | 0 | 4.0375 | 723.899 | 204.1428 | 551.6446 | 1432.3599 | 0 | 4.0903 | 0.0066565 | 0 | 1.5214 | 0 | 0 | 1063.2579 | 0 | 0 | 0 | 7666.8506 | 140 | 13 | Fall
2018-05-20 14:00 | 2.4251 | 1011.5757 | 227.1494 | 1404.241 | 1107.2079 | 0 | 3.8599 | 744.6495 | 202.0859 | 562.6863 | 1477.5118 | 0 | 4.2152 | 0.0067875 | 0 | 1.5679 | 0 | 0 | 1059.7711 | 0 | 0 | 0 | 7808.9533 | 140 | 14 | Fall
2018-05-20 15:00 | 1.4713 | 1210.6193 | 236.9679 | 1475.2013 | 1151.2341 | 0 | 3.8778 | 762.1432 | 194.6806 | 558.7845 | 1516.5853 | 0 | 4.3677 | 0.0068766 | 0 | 1.6246 | 0 | 0 | 1025.5692 | 0 | 0 | 0 | 8143.1336 | 140 | 15 | Fall
2018-05-20 16:00 | 1.1161 | 1367.2271 | 257.5614 | 1578.179 | 1229.9699 | 0 | 4.2734 | 743.9786 | 185.3981 | 475.0242 | 1545.832 | 0 | 4.6956 | 0.0069442 | 0 | 1.7466 | 0 | 0 | 975.3722 | 0 | 0 | 0 | 8370.381 | 140 | 16 | Fall
2018-05-20 17:00 | 1.2444 | 1454.876 | 293.2821 | 1701.0452 | 1320.7846 | 0 | 4.3999 | 677.859 | 175.184 | 463.4332 | 1571.18 | 0 | 4.0744 | 0.0061386 | 0 | 1.5155 | 0 | 0 | 909.6282 | 0 | 0 | 0 | 8578.5125 | 140 | 17 | Fall
2018-05-20 18:00 | 1.5925 | 1372.1898 | 343.5911 | 1734.3869 | 1329.8661 | 0 | 5.0606 | 604.7892 | 164.6234 | 441.064 | 1583.9365 | 0 | 4.6684 | 0.0061804 | 0 | 1.7365 | 0 | 0 | 888.2151 | 0 | 0 | 0 | 8475.7264 | 140 | 18 | Fall
2018-05-20 19:00 | 1.9221 | 1174.8509 | 441.5169 | 1621.959 | 1291.4336 | 0 | 6.2872 | 508.1736 | 153.8729 | 403.4325 | 1561.8899 | 0 | 4.7589 | 0.0062259 | 0 | 1.7701 | 0 | 0 | 923.8864 | 0 | 0 | 0 | 8095.7604 | 140 | 19 | Fall
2018-05-20 20:00 | 4.0067 | 920.9696 | 577.9597 | 1568.0318 | 1232.9133 | 0 | 8.8684 | 420.5204 | 288.9051 | 357.6742 | 1527.7768 | 0 | 4.0686 | 0.006163 | 0 | 1.5133 | 0 | 0 | 948.1655 | 0 | 0 | 0 | 7861.3794 | 140 | 20 | Fall
2018-05-20 21:00 | 9.3774 | 737.3918 | 651.8753 | 1454.8335 | 1166.0362 | 0 | 6.3223 | 364.9784 | 292.2346 | 313.109 | 1478.6656 | 0 | 3.3353 | 0.0061923 | 0 | 1.2406 | 0 | 0 | 933.5068 | 0 | 0 | 0 | 7412.9131 | 140 | 21 | Fall
2018-05-20 22:00 | 18.5834 | 576.4707 | 390.2403 | 1188.8383 | 1010.4313 | 0 | 6.258 | 339.9116 | 280.3088 | 253.2141 | 1425.497 | 0 | 2.5985 | 0.0060625 | 0 | 0.96653 | 0 | 0 | 965.263 | 0 | 0 | 0 | 6458.5876 | 140 | 22 | Fall
2018-05-20 23:00 | 30.9782 | 449.2585 | 147.0178 | 885.6041 | 920.7704 | 0 | 7.7907 | 316.489 | 267.4478 | 205.4501 | 1387.8625 | 0 | 1.861 | 0.0069272 | 0 | 0.69221 | 0 | 0 | 1078.9363 | 0 | 0 | 0 | 5700.1656 | 140 | 23 | Fall
2018-05-21 | 45.9266 | 346.7364 | 89.5273 | 716.2461 | 886.4988 | 0 | 9.3868 | 281.0856 | 254.282 | 172.0613 | 1415.5104 | 0 | 1.0009 | 0.0066872 | 0 | 0.37228 | 0 | 0 | 1131.1921 | 0 | 0 | 0 | 5349.8332 | 141 | 0 | Fall
2018-05-21 01:00 | 64.1107 | 291.1871 | 79.9866 | 547.5569 | 868.0128 | 0 | 8.0532 | 247.8519 | 269.2645 | 168.3048 | 1478.6466 | 0 | 0.41948 | 0.0071406 | 0 | 0.15603 | 0 | 0 | 1197.0759 | 0 | 0 | 0 | 5220.6338 | 141 | 1 | Fall
2018-05-21 02:00 | 92.7823 | 244.2832 | 77.7954 | 477.7544 | 859.9012 | 0 | 9.9951 | 250.429 | 266.4335 | 160.3369 | 1445.5446 | 0 | 0.36257 | 0.0070813 | 0 | 0.13486 | 0 | 0 | 1158.1935 | 0 | 0 | 0 | 5043.9536 | 141 | 2 | Fall
2018-05-21 03:00 | 120.9811 | 214.0453 | 77.7954 | 460.1565 | 860.2676 | 0 | 12.2477 | 267.4372 | 267.755 | 162.9692 | 1409.419 | 0 | 0.26079 | 0.0084486 | 0 | 0.097002 | 0 | 0 | 1121.0148 | 0 | 0 | 0 | 4974.455 | 141 | 3 | Fall
2018-05-21 04:00 | 160.4297 | 181.2956 | 77.9637 | 543.3925 | 878.288 | 0 | 17.1091 | 298.9552 | 278.5289 | 191.2478 | 1411.5797 | 0 | 0.049798 | 0.0084372 | 0 | 0.018523 | 0 | 0 | 1125.1297 | 0 | 0 | 0 | 5163.9967 | 141 | 4 | Fall
2018-05-21 05:00 | 193.1168 | 159.3201 | 88.7277 | 786.6079 | 904.7826 | 0 | 30.5633 | 375.3779 | 287.3966 | 240.9511 | 1471.0486 | 0 | 0.15421 | 0.0083111 | 0 | 0.057359 | 0 | 0 | 1123.8928 | 0 | 0 | 0 | 5662.0052 | 141 | 5 | Fall
2018-05-21 06:00 | 188.1055 | 147.461 | 174.5808 | 1187.4709 | 961.818 | 0 | 73.8713 | 503.4215 | 200.0237 | 318.2672 | 1780.761 | 0 | 0.32487 | 0.0070278 | 0 | 0.12084 | 0 | 0 | 1112.9009 | 0 | 0 | 0 | 6649.1344 | 141 | 6 | Fall
2018-05-21 07:00 | 161.3221 | 140.8314 | 238.1505 | 1320.1365 | 1035.1823 | 0 | 53.7629 | 631.8498 | 281.9675 | 430.1619 | 2019.6483 | 0 | 0.53741 | 0.0066106 | 0 | 0.19989 | 0 | 0 | 1044.4832 | 0 | 0 | 0 | 7358.2402 | 141 | 7 | Fall
2018-05-21 08:00 | 129.1786 | 137.0478 | 232.7602 | 1324.888 | 1077.2164 | 0 | 36.8058 | 726.6065 | 373.1925 | 646.5437 | 2262.3134 | 0 | 1.0366 | 0.0068341 | 0 | 0.38556 | 0 | 0 | 1061.7979 | 0 | 0 | 0 | 8009.7797 | 141 | 8 | Fall
2018-05-21 09:00 | 93.4236 | 148.018 | 220.0304 | 1349.6089 | 1100.3141 | 0 | 20.9693 | 818.7148 | 427.9549 | 744.6073 | 2474.8876 | 0 | 1.8116 | 0.0069313 | 0 | 0.67386 | 0 | 0 | 1049.7712 | 0 | 0 | 0 | 8450.7925 | 141 | 9 | Fall
2018-05-21 10:00 | 62.5818 | 183.3634 | 207.1208 | 1353.8998 | 1100.117 | 0 | 11.7092 | 920.3751 | 455.032 | 796.0824 | 2638.8292 | 0 | 2.4839 | 0.0071314 | 0 | 0.92392 | 0 | 0 | 1055.0694 | 0 | 0 | 0 | 8787.5951 | 141 | 10 | Fall
2018-05-21 11:00 | 38.9225 | 256.7256 | 189.982 | 1379.3918 | 1100.8979 | 0 | 6.8567 | 1028.6174 | 462.2699 | 815.7504 | 2689.9765 | 0 | 3.1364 | 0.0072495 | 0 | 1.1666 | 0 | 0 | 1054.7148 | 0 | 0 | 0 | 9028.4158 | 141 | 11 | Fall
2018-05-21 12:00 | 24.7349 | 357.0707 | 182.9159 | 1345.3551 | 1109.2549 | 0 | 4.1984 | 1100.8024 | 458.6284 | 807.0926 | 2668.6977 | 0 | 3.9311 | 0.0064355 | 0 | 1.4622 | 0 | 0 | 1048.9238 | 0 | 0 | 0 | 9113.0747 | 141 | 12 | Fall
2018-05-21 13:00 | 11.4415 | 477.545 | 175.612 | 1201.9965 | 1077.775 | 0 | 3.3248 | 1124.8111 | 444.9337 | 773.779 | 2591.0355 | 0 | 4.0426 | 0.0064911 | 0 | 1.5037 | 0 | 0 | 1050.8935 | 0 | 0 | 0 | 8938.7004 | 141 | 13 | Fall
2018-05-21 14:00 | 6.6537 | 588.3801 | 177.0808 | 1152.2114 | 1064.4195 | 0 | 2.9258 | 1098.9361 | 418.6017 | 736.682 | 2458.7766 | 0 | 4.1139 | 0.0064591 | 0 | 1.5302 | 0 | 0 | 1034.3605 | 0 | 0 | 0 | 8744.6787 | 141 | 14 | Fall
2018-05-21 15:00 | 3.7651 | 713.3979 | 193.026 | 1212.3879 | 1106.503 | 0 | 2.7949 | 1044.8155 | 385.4904 | 704.1274 | 2330.8758 | 0 | 4.2262 | 0.0062702 | 0 | 1.572 | 0 | 0 | 992.3018 | 0 | 0 | 0 | 8695.2902 | 141 | 15 | Fall
2018-05-21 16:00 | 1.6812 | 871.7708 | 223.3289 | 1370.8202 | 1188.1974 | 0 | 2.9623 | 998.7982 | 352.9692 | 565.2772 | 2232.0612 | 0 | 4.6049 | 0.0061554 | 0 | 1.7128 | 0 | 0 | 956.5559 | 0 | 0 | 0 | 8770.7464 | 141 | 16 | Fall
2018-05-21 17:00 | 1.6019 | 1014.2026 | 268.6196 | 1619.6908 | 1285.8672 | 0 | 3.7563 | 913.0984 | 320.6486 | 545.223 | 2151.2535 | 0 | 4.0371 | 0.0060427 | 0 | 1.5016 | 0 | 0 | 901.3224 | 0 | 0 | 0 | 9030.8292 | 141 | 17 | Fall
2018-05-21 18:00 | 1.8538 | 1020.3459 | 326.593 | 1699.8106 | 1307.0353 | 0 | 4.8483 | 787.9806 | 294.2028 | 524.6152 | 1943.2761 | 0 | 4.5966 | 0.0060511 | 0 | 1.7097 | 0 | 0 | 874.6274 | 0 | 0 | 0 | 8791.5014 | 141 | 18 | Fall
2018-05-21 19:00 | 2.8463 | 920.276 | 422.1186 | 1638.5735 | 1269.7612 | 0 | 6.5533 | 631.8976 | 272.4828 | 489.8102 | 1848.5402 | 0 | 4.6616 | 0.0060367 | 0 | 1.7339 | 0 | 0 | 904.9631 | 0 | 0 | 0 | 8414.2245 | 141 | 19 | Fall
2018-05-21 20:00 | 6.8017 | 726.8201 | 556.9785 | 1577.522 | 1218.2121 | 0 | 8.3884 | 477.701 | 401.6268 | 401.6202 | 1750.6478 | 0 | 3.9321 | 0.0058804 | 0 | 1.4626 | 0 | 0 | 916.3385 | 0 | 0 | 0 | 8048.0578 | 141 | 20 | Fall
2018-05-21 21:00 | 13.7222 | 590.3658 | 617.0854 | 1476.0258 | 1151.4556 | 0 | 5.8241 | 394.4937 | 384.8451 | 320.3442 | 1662.745 | 0 | 3.1732 | 0.0057954 | 0 | 1.1803 | 0 | 0 | 888.1398 | 0 | 0 | 0 | 7509.406 | 141 | 21 | Fall
2018-05-21 22:00 | 23.5582 | 454.5989 | 353.932 | 1304.9441 | 995.1162 | 0 | 5.6778 | 347.6618 | 331.3103 | 264.1724 | 1607.0386 | 0 | 2.4474 | 0.0056832 | 0 | 0.91033 | 0 | 0 | 909.0237 | 0 | 0 | 0 | 6600.3974 | 141 | 22 | Fall
2018-05-21 23:00 | 39.2362 | 350.1209 | 136.0314 | 962.384 | 911.5423 | 0 | 7.7338 | 321.9058 | 297.0712 | 226.8104 | 1570.8671 | 0 | 1.7375 | 0.0062746 | 0 | 0.64626 | 0 | 0 | 1007.4969 | 0 | 0 | 0 | 5833.59 | 141 | 23 | Fall
2018-05-22 | 60.2055 | 290.1779 | 86.8469 | 713.2124 | 882.1288 | 0 | 9.2323 | 274.7142 | 279.5264 | 188.4278 | 1505.9626 | 0 | 0.40651 | 0.005893 | 0 | 0.1512 | 0 | 0 | 1529.7574 | 0 | 0 | 0 | 5820.756 | 142 | 0 | Winter
2018-05-22 01:00 | 82.9847 | 251.4302 | 79.3704 | 523.8506 | 866.4767 | 0 | 8.1821 | 254.0168 | 269.2645 | 167.5848 | 1478.6466 | 0 | 0.26061 | 0.0058083 | 0 | 0.096936 | 0 | 0 | 1538.8931 | 0 | 0 | 0 | 5521.0638 | 142 | 1 | Winter
2018-05-22 02:00 | 119.26 | 212.9011 | 77.7954 | 463.693 | 859.3765 | 0 | 11.2319 | 254.1245 | 266.4335 | 160.5103 | 1445.5446 | 0 | 0.12325 | 0.0057822 | 0 | 0.045842 | 0 | 0 | 1571.3898 | 0 | 0 | 0 | 5442.4357 | 142 | 2 | Winter
2018-05-22 03:00 | 152.9682 | 199.4539 | 77.7954 | 461.3202 | 860.2009 | 0 | 15.4762 | 272.2536 | 267.755 | 161.325 | 1409.419 | 0 | 0.16204 | 0.0058291 | 0 | 0.060271 | 0 | 0 | 1589.5241 | 0 | 0 | 0 | 5467.7196 | 142 | 3 | Winter
2018-05-22 04:00 | 190.5491 | 169.6371 | 77.9631 | 539.7815 | 878.3637 | 0 | 20.743 | 300.689 | 278.5289 | 191.3689 | 1411.5797 | 0 | 0.089021 | 0.0058728 | 0 | 0.033112 | 0 | 0 | 1639.5448 | 0 | 0 | 0 | 5698.8769 | 142 | 4 | Winter
2018-05-22 05:00 | 222.0565 | 137.7788 | 88.8388 | 768.25 | 904.9015 | 0 | 31.548 | 375.9623 | 286.7166 | 240.6211 | 1471.0486 | 0 | 0.36747 | 0.0058491 | 0 | 0.13668 | 0 | 0 | 1727.1807 | 0 | 0 | 0 | 6255.4129 | 142 | 5 | Winter
2018-05-22 06:00 | 216.782 | 130.5634 | 174.8203 | 1173.7731 | 962.3061 | 0 | 76.2214 | 500.1147 | 200.0237 | 316.4136 | 1780.761 | 0 | 0.95679 | 0.0057754 | 0 | 0.35589 | 0 | 0 | 1729.0065 | 0 | 0 | 0 | 7262.1042 | 142 | 6 | Winter
2018-05-22 07:00 | 169.2184 | 143.5056 | 238.3362 | 1352.8636 | 1034.8398 | 0 | 50.0471 | 646.9575 | 281.9675 | 429.7817 | 2019.6483 | 0 | 1.7446 | 0.0057617 | 0 | 0.64892 | 0 | 0 | 1771.641 | 0 | 0 | 0 | 8141.2059 | 142 | 7 | Winter
2018-05-22 08:00 | 109.7453 | 201.3853 | 233.6753 | 1346.1786 | 1076.9101 | 0 | 26.164 | 782.0707 | 373.1925 | 645.6501 | 2262.3134 | 0 | 1.9518 | 0.0057579 | 0 | 0.726 | 0 | 0 | 1902.3152 | 0 | 0 | 0 | 8962.2841 | 142 | 8 | Winter
2018-05-22 09:00 | 65.6076 | 291.4418 | 220.5488 | 1350.5406 | 1100.5699 | 0 | 10.6212 | 943.0167 | 427.9549 | 746.6615 | 2474.8876 | 0 | 1.8209 | 0.0057634 | 0 | 0.6773 | 0 | 0 | 1987.0268 | 0 | 0 | 0 | 9621.3813 | 142 | 9 | Winter
2018-05-22 10:00 | 36.3476 | 402.111 | 209.3163 | 1401.7905 | 1101.4634 | 0 | 3.6382 | 1106.9296 | 455.032 | 798.8439 | 2638.8292 | 0 | 2.0675 | 0.0057124 | 0 | 0.76902 | 0 | 0 | 1984.169 | 0 | 0 | 0 | 10141.3129 | 142 | 10 | Winter
2018-05-22 11:00 | 19.4227 | 550.0933 | 192.266 | 1443.0312 | 1101.7168 | 0 | 2.0357 | 1238.6477 | 462.2699 | 817.3163 | 2689.9765 | 0 | 2.522 | 0.0057016 | 0 | 0.93809 | 0 | 0 | 1993.4748 | 0 | 0 | 0 | 10513.7166 | 142 | 11 | Winter
2018-05-22 12:00 | 12.2114 | 720.4753 | 184.306 | 1322.0624 | 1108.9902 | 0 | 1.7453 | 1330.1688 | 458.6284 | 808.33 | 2668.6977 | 0 | 2.8988 | 0.0055817 | 0 | 1.0782 | 0 | 0 | 2018.6834 | 0 | 0 | 0 | 10638.2816 | 142 | 12 | Winter
2018-05-22 13:00 | 5.1495 | 942.3757 | 176.683 | 1167.8087 | 1076.9053 | 0 | 1.9082 | 1397.1034 | 444.9337 | 776.6365 | 2591.0355 | 0 | 2.9619 | 0.0055266 | 0 | 1.1017 | 0 | 0 | 2036.0213 | 0 | 0 | 0 | 10620.6299 | 142 | 13 | Winter
2018-05-22 14:00 | 2.178 | 1118.4336 | 177.8482 | 1143.9217 | 1063.4699 | 0 | 1.8219 | 1375.0171 | 418.6017 | 736.8256 | 2458.7766 | 0 | 3.3924 | 0.0055313 | 0 | 1.2619 | 0 | 0 | 2046.2025 | 0 | 0 | 0 | 10547.7566 | 142 | 14 | Winter
2018-05-22 15:00 | 2.0934 | 1304.6459 | 192.6841 | 1242.2823 | 1105.008 | 0 | 1.8015 | 1334.3592 | 385.4904 | 706.8473 | 2330.8758 | 0 | 4.6678 | 0.0055342 | 0 | 1.7362 | 0 | 0 | 2031.2064 | 0 | 0 | 0 | 10643.7038 | 142 | 15 | Winter
2018-05-22 16:00 | 0.79635 | 1549.0984 | 224.3073 | 1380.9795 | 1188.7809 | 0 | 2.0067 | 1275.0702 | 352.9692 | 570.1003 | 2232.0612 | 0 | 6.1615 | 0.0055935 | 0 | 2.2918 | 0 | 0 | 1970.4499 | 0 | 0 | 0 | 10755.0789 | 142 | 16 | Winter
2018-05-22 17:00 | 0.88944 | 1674.0769 | 270.6189 | 1621.2427 | 1287.9859 | 0 | 2.6967 | 1128.7626 | 320.6486 | 548.2186 | 2151.2535 | 0 | 7.3 | 0.0056752 | 0 | 2.7153 | 0 | 0 | 1870.993 | 0 | 0 | 0 | 10887.4078 | 142 | 17 | Winter
2018-05-22 18:00 | 0.7775 | 1616.1421 | 330.4074 | 1709.1523 | 1309.9597 | 0 | 3.7684 | 950.5644 | 294.2028 | 528.6275 | 1943.2761 | 0 | 5.3715 | 0.0057223 | 0 | 1.998 | 0 | 0 | 1780.5017 | 0 | 0 | 0 | 10474.7551 | 142 | 18 | Winter
2018-05-22 19:00 | 1.0753 | 1433.6969 | 423.9296 | 1651.7721 | 1271.5553 | 0 | 5.4328 | 751.0836 | 272.4828 | 492.0663 | 1848.5402 | 0 | 2.9323 | 0.005838 | 0 | 1.0907 | 0 | 0 | 1798.0197 | 0 | 0 | 0 | 9953.6833 | 142 | 19 | Winter
2018-05-22 20:00 | 2.2432 | 1180.761 | 561.7645 | 1576.0563 | 1220.555 | 0 | 5.46 | 565.1187 | 398.1554 | 403.7106 | 1750.6478 | 0 | 2.2337 | 0.0057804 | 0 | 0.83083 | 0 | 0 | 1766.5323 | 0 | 0 | 0 | 9434.0752 | 142 | 20 | Winter
2018-05-22 21:00 | 5.8826 | 975.4997 | 627.4659 | 1460.913 | 1153.5961 | 0 | 3.3319 | 456.4619 | 384.8451 | 321.2033 | 1662.745 | 0 | 1.5944 | 0.0056814 | 0 | 0.59305 | 0 | 0 | 1644.3949 | 0 | 0 | 0 | 8698.5326 | 142 | 21 | Winter
2018-05-22 22:00 | 12.4125 | 793.9339 | 354.3596 | 1303.4105 | 994.0065 | 0 | 3.8336 | 405.7412 | 331.3103 | 265.6261 | 1607.0386 | 0 | 1.0283 | 0.0057207 | 0 | 0.38249 | 0 | 0 | 1574.5582 | 0 | 0 | 0 | 7647.6476 | 142 | 22 | Winter
2018-05-22 23:00 | 20.8238 | 664.5411 | 136.611 | 978.3065 | 911.4192 | 0 | 5.287 | 376.1669 | 297.0712 | 229.1786 | 1570.8671 | 0 | 0.72693 | 0.0056185 | 0 | 0.27039 | 0 | 0 | 1527.6138 | 0 | 0 | 0 | 6718.8891 | 142 | 23 | Winter
2018-05-23 | 30.7337 | 557.6599 | 86.8015 | 699.077 | 882.0714 | 0 | 6.048 | 323.1152 | 279.5264 | 190.9028 | 1505.9626 | 0 | 0.40198 | 0.0055072 | 0 | 0.14952 | 0 | 0 | 1512.2616 | 0 | 0 | 0 | 6074.7171 | 143 | 0 | Winter
2018-05-23 01:00 | 40.3004 | 476.6477 | 79.4017 | 551.4069 | 866.5852 | 0 | 5.2723 | 293.667 | 269.5294 | 168.6176 | 1478.1875 | 0 | 0.25811 | 0.0055507 | 0 | 0.096006 | 0 | 0 | 1526.3455 | 0 | 0 | 0 | 5756.3209 | 143 | 1 | Winter
2018-05-23 02:00 | 63.7199 | 388.3949 | 77.7954 | 475.4846 | 859.39 | 0 | 6.801 | 289.8741 | 266.5707 | 160.5161 | 1447.029 | 0 | 0.12211 | 0.0055944 | 0 | 0.045421 | 0 | 0 | 1554.2388 | 0 | 0 | 0 | 5589.9875 | 143 | 2 | Winter
2018-05-23 03:00 | 90.9259 | 329.4008 | 77.7954 | 458.6586 | 860.1805 | 0 | 8.9803 | 301.7582 | 267.699 | 163.8775 | 1412.9785 | 0 | 0.16015 | 0.0062405 | 0 | 0.059568 | 0 | 0 | 1567.8377 | 0 | 0 | 0 | 5540.3183 | 143 | 3 | Winter
2018-05-23 04:00 | 123.5319 | 285.0807 | 77.9666 | 537.0593 | 878.2815 | 0 | 14.8362 | 334.0111 | 278.346 | 192.1439 | 1415.3208 | 0 | 0.088175 | 0.0064255 | 0 | 0.032798 | 0 | 0 | 1624.6875 | 0 | 0 | 0 | 5761.3929 | 143 | 4 | Winter
2018-05-23 05:00 | 150.8173 | 250.9169 | 89.2292 | 780.6024 | 904.8169 | 0 | 22.8716 | 419.7373 | 286.3474 | 239.8775 | 1476.3328 | 0 | 0.36122 | 0.0063137 | 0 | 0.13436 | 0 | 0 | 1698.3388 | 0 | 0 | 0 | 6320.39 | 143 | 5 | Winter
2018-05-23 06:00 | 151.7895 | 232.9952 | 177.3903 | 1117.2394 | 962.7949 | 0 | 59.9145 | 556.511 | 198.974 | 317.906 | 1786.7213 | 0 | 0.93916 | 0.0056515 | 0 | 0.34933 | 0 | 0 | 1697.4992 | 0 | 0 | 0 | 7261.0292 | 143 | 6 | Winter
2018-05-23 07:00 | 115.7518 | 246.0489 | 239.6575 | 1326.9497 | 1035.6604 | 0 | 38.2842 | 714.8825 | 279.4269 | 431.3578 | 2024.559 | 0 | 1.7053 | 0.0055932 | 0 | 0.63431 | 0 | 0 | 1732.3124 | 0 | 0 | 0 | 8187.2363 | 143 | 7 | Winter
2018-05-23 08:00 | 71.3908 | 314.2618 | 233.7647 | 1344.6981 | 1078.1269 | 0 | 20.3438 | 866.5205 | 369.9993 | 645.2427 | 2265.9667 | 0 | 1.9078 | 0.0056011 | 0 | 0.70963 | 0 | 0 | 1859.7531 | 0 | 0 | 0 | 9072.6916 | 143 | 8 | Winter
2018-05-23 09:00 | 39.4255 | 413.0821 | 223.8166 | 1369.4036 | 1103.439 | 0 | 9.3386 | 1037.6462 | 426.9046 | 745.5192 | 2476.1416 | 0 | 1.7907 | 0.0055758 | 0 | 0.66608 | 0 | 0 | 1954.3935 | 0 | 0 | 0 | 9801.5729 | 143 | 9 | Winter
2018-05-23 10:00 | 21.1427 | 541.1283 | 210.1926 | 1443.753 | 1102.5305 | 0 | 3.8362 | 1211.6803 | 454.7857 | 798.8672 | 2638.4569 | 0 | 2.0481 | 0.0055712 | 0 | 0.7618 | 0 | 0 | 1965.8013 | 0 | 0 | 0 | 10394.9902 | 143 | 10 | Winter
2018-05-23 11:00 | 11.2531 | 729.3003 | 193.7007 | 1442.5188 | 1104.5946 | 0 | 1.8453 | 1379.3878 | 462.2038 | 817.0887 | 2687.2316 | 0 | 2.496 | 0.0054859 | 0 | 0.9284 | 0 | 0 | 1973.0898 | 0 | 0 | 0 | 10805.6444 | 143 | 11 | Winter
2018-05-23 12:00 | 6.7579 | 909.8479 | 184.9065 | 1375.3009 | 1111.5336 | 0 | 1.4873 | 1453.2695 | 458.607 | 810.8378 | 2665.233 | 0 | 2.9003 | 0.0054782 | 0 | 1.0788 | 0 | 0 | 2019.7397 | 0 | 0 | 0 | 11001.5057 | 143 | 12 | Winter
2018-05-23 13:00 | 2.6215 | 1075.7985 | 176.7994 | 1209.6457 | 1078.3754 | 0 | 1.7664 | 1464.6623 | 444.7941 | 774.551 | 2587.6906 | 0 | 3.0002 | 0.0054229 | 0 | 1.1159 | 0 | 0 | 2062.3703 | 0 | 0 | 0 | 10883.1969 | 143 | 13 | Winter
2018-05-23 14:00 | 1.8426 | 1274.0359 | 178.6913 | 1149.7766 | 1065.6422 | 0 | 1.8321 | 1459.3516 | 418.3252 | 736.9789 | 2454.409 | 0 | 3.4718 | 0.0060285 | 0 | 1.2914 | 0 | 0 | 2093.6929 | 0 | 0 | 0 | 10839.3477 | 143 | 14 | Winter
2018-05-23 15:00 | 1.6519 | 1474.2939 | 193.9254 | 1219.1231 | 1106.5459 | 0 | 2.1006 | 1421.5764 | 385.0426 | 706.2867 | 2323.7506 | 0 | 4.8374 | 0.0060968 | 0 | 1.7993 | 0 | 0 | 2104.7868 | 0 | 0 | 0 | 10945.7268 | 143 | 15 | Winter
2018-05-23 16:00 | 1.6673 | 1633.4469 | 222.5687 | 1389.5928 | 1187.1504 | 0 | 2.481 | 1317.1076 | 352.7135 | 567.0433 | 2226.2753 | 0 | 6.4189 | 0.0061306 | 0 | 2.3876 | 0 | 0 | 2052.7208 | 0 | 0 | 0 | 10961.58 | 143 | 16 | Winter
2018-05-23 17:00 | 1.3336 | 1791.2749 | 269.3763 | 1587.8239 | 1286.7193 | 0 | 2.7287 | 1200.9113 | 320.485 | 549.4498 | 2145.2711 | 0 | 7.659 | 0.0061935 | 0 | 2.8488 | 0 | 0 | 1963.09 | 0 | 0 | 0 | 11128.9782 | 143 | 17 | Winter
2018-05-23 18:00 | 1.6717 | 1758.4108 | 326.7824 | 1673.121 | 1306.1909 | 0 | 3.5997 | 1045.7534 | 293.9396 | 528.9531 | 1939.6489 | 0 | 5.687 | 0.0063331 | 0 | 2.1153 | 0 | 0 | 1885.0773 | 0 | 0 | 0 | 10770.9575 | 143 | 18 | Winter
2018-05-23 19:00 | 2.3879 | 1565.5048 | 421.6871 | 1582.7676 | 1271.1543 | 0 | 5.1126 | 841.0433 | 271.3793 | 491.9367 | 1847.6458 | 0 | 3.0574 | 0.0056983 | 0 | 1.1372 | 0 | 0 | 1874.8517 | 0 | 0 | 0 | 10179.6714 | 143 | 19 | Winter
2018-05-23 20:00 | 5.0769 | 1310.4968 | 558.667 | 1538.4174 | 1219.7925 | 0 | 5.2897 | 642.1364 | 397.1461 | 405.4414 | 1751.3338 | 0 | 2.321 | 0.0057253 | 0 | 0.86332 | 0 | 0 | 1835.6227 | 0 | 0 | 0 | 9672.6107 | 143 | 20 | Winter
2018-05-23 21:00 | 11.9244 | 1104.0447 | 619.9089 | 1518.7168 | 1151.9856 | 0 | 3.7641 | 506.6606 | 387.4343 | 323.1764 | 1664.7943 | 0 | 1.6659 | 0.0057019 | 0 | 0.61963 | 0 | 0 | 1717.8125 | 0 | 0 | 0 | 9012.5137 | 143 | 21 | Winter
2018-05-23 22:00 | 24.7696 | 927.3824 | 352.7879 | 1284.5173 | 994.4124 | 0 | 4.3099 | 449.6067 | 334.9043 | 265.8721 | 1608.5029 | 0 | 1.0694 | 0.0056321 | 0 | 0.39777 | 0 | 0 | 1637.581 | 0 | 0 | 0 | 7886.1194 | 143 | 22 | Winter
2018-05-23 23:00 | 44.8228 | 785.1522 | 135.3071 | 979.6742 | 911.58 | 0 | 6.6573 | 409.2126 | 299.0758 | 229.2098 | 1571.4723 | 0 | 0.75838 | 0.0057578 | 0 | 0.28208 | 0 | 0 | 1593.7236 | 0 | 0 | 0 | 6966.9339 | 143 | 23 | Winter
2018-05-24 | 66.1948 | 690.5789 | 86.3362 | 699.1074 | 882.1686 | 0 | 8.3157 | 344.6661 | 280.3765 | 190.1911 | 1505.1196 | 0 | 0.40108 | 0.0056464 | 0 | 0.14919 | 0 | 0 | 1510.4141 | 0 | 0 | 0 | 6264.0249 | 144 | 0 | Summer
2018-05-24 01:00 | 82.6276 | 614.1625 | 79.2679 | 532.5671 | 866.4466 | 0 | 7.5817 | 314.9933 | 269.4236 | 170.2748 | 1473.7262 | 0 | 0.26064 | 0.0055275 | 0 | 0.096948 | 0 | 0 | 1541.2634 | 0 | 0 | 0 | 5952.6977 | 144 | 1 | Summer
2018-05-24 02:00 | 110.6678 | 524.3696 | 77.7954 | 461.5232 | 859.3775 | 0 | 9.2413 | 314.9396 | 266.5045 | 161.3195 | 1441.5905 | 0 | 0.12396 | 0.0055719 | 0 | 0.046108 | 0 | 0 | 1580.686 | 0 | 0 | 0 | 5808.1906 | 144 | 2 | Summer
2018-05-24 03:00 | 143.9718 | 446.9978 | 77.7954 | 462.4194 | 860.1885 | 0 | 14.2231 | 329.2128 | 267.7548 | 163.8943 | 1406.1367 | 0 | 0.1625 | 0.006202 | 0 | 0.060444 | 0 | 0 | 1591.4941 | 0 | 0 | 0 | 5764.318 | 144 | 3 | Summer
2018-05-24 04:00 | 181.3056 | 368.1377 | 77.9544 | 550.5762 | 878.3489 | 0 | 19.205 | 357.5516 | 278.5034 | 190.9041 | 1407.606 | 0 | 0.088843 | 0.0063028 | 0 | 0.033046 | 0 | 0 | 1636.9126 | 0 | 0 | 0 | 5947.1336 | 144 | 4 | Summer
2018-05-24 05:00 | 216.3391 | 321.4059 | 88.6801 | 790.0576 | 904.7567 | 0 | 28.2671 | 445.1653 | 286.7941 | 239.8026 | 1468.3202 | 0 | 0.36376 | 0.0061789 | 0 | 0.1353 | 0 | 0 | 1708.4794 | 0 | 0 | 0 | 6498.5733 | 144 | 5 | Summer
2018-05-24 06:00 | 208.2086 | 303.3006 | 174.0573 | 1144.5069 | 961.0941 | 0 | 67.2243 | 591.2275 | 200.436 | 317.2673 | 1779.6201 | 0 | 0.94942 | 0.0055301 | 0 | 0.35315 | 0 | 0 | 1716.1124 | 0 | 0 | 0 | 7464.3631 | 144 | 6 | Summer
2018-05-24 07:00 | 167.8343 | 350.7667 | 236.5266 | 1296.5334 | 1033.4501 | 0 | 45.8701 | 772.6481 | 282.4932 | 431.3144 | 2017.8965 | 0 | 1.7112 | 0.0055005 | 0 | 0.63649 | 0 | 0 | 1737.8656 | 0 | 0 | 0 | 8375.5523 | 144 | 7 | Summer
2018-05-24 08:00 | 127.2749 | 431.4874 | 231.2903 | 1313.2803 | 1075.3619 | 0 | 29.2772 | 937.4098 | 373.2298 | 644.4217 | 2257.9883 | 0 | 1.9242 | 0.0055134 | 0 | 0.71573 | 0 | 0 | 1875.4163 | 0 | 0 | 0 | 9299.0832 | 144 | 8 | Summer
2018-05-24 09:00 | 90.8851 | 551.2658 | 220.201 | 1340.2007 | 1099.9542 | 0 | 17.3273 | 1089.5447 | 427.9351 | 744.6777 | 2464.3516 | 0 | 1.8083 | 0.0055118 | 0 | 0.6726 | 0 | 0 | 1972.9242 | 0 | 0 | 0 | 10021.7537 | 144 | 9 | Summer
2018-05-24 10:00 | 81.3427 | 676.5317 | 209.0351 | 1399.2528 | 1101.2387 | 0 | 13.241 | 1210.6776 | 454.9391 | 796.1038 | 2619.0307 | 0 | 2.07 | 0.0054079 | 0 | 0.76997 | 0 | 0 | 1986.436 | 0 | 0 | 0 | 10550.6746 | 144 | 10 | Summer
2018-05-24 11:00 | 68.8143 | 786.0933 | 192.8361 | 1425.9354 | 1102.804 | 0 | 9.2397 | 1301.8035 | 462.2158 | 813.5624 | 2659.1363 | 0 | 2.5481 | 0.0054639 | 0 | 0.9478 | 0 | 0 | 2014.4589 | 0 | 0 | 0 | 10840.401 | 144 | 11 | Summer
2018-05-24 12:00 | 48.758 | 868.7355 | 184.4452 | 1336.1242 | 1109.4513 | 0 | 5.2146 | 1344.7696 | 458.611 | 807.5162 | 2631.5079 | 0 | 2.946 | 0.0055814 | 0 | 1.0958 | 0 | 0 | 2051.7031 | 0 | 0 | 0 | 10850.8839 | 144 | 12 | Summer
2018-05-24 13:00 | 32.9531 | 945.1895 | 176.6099 | 1212.6282 | 1076.2039 | 0 | 5.6354 | 1344.3018 | 444.7978 | 772.3087 | 2553.0501 | 0 | 3.0076 | 0.0055918 | 0 | 1.1187 | 0 | 0 | 2067.4769 | 0 | 0 | 0 | 10635.287 | 144 | 13 | Summer
2018-05-24 14:00 | 27.2188 | 1017.1876 | 179.0495 | 1159.9943 | 1064.3151 | 0 | 6.5816 | 1302.6599 | 418.3259 | 731.5089 | 2424.9496 | 0 | 3.4276 | 0.0057302 | 0 | 1.2749 | 0 | 0 | 2067.226 | 0 | 0 | 0 | 10403.7255 | 144 | 14 | Summer
2018-05-24 15:00 | 16.5896 | 1161.8751 | 194.9986 | 1230.874 | 1107.4937 | 0 | 4.4089 | 1283.0218 | 385.0428 | 703.7055 | 2305.3861 | 0 | 4.6868 | 0.0058478 | 0 | 1.7433 | 0 | 0 | 2039.3162 | 0 | 0 | 0 | 10439.1483 | 144 | 15 | Summer
2018-05-24 16:00 | 8.4845 | 1298.0481 | 222.616 | 1402.5808 | 1187.2347 | 0 | 3.5162 | 1209.6092 | 352.7128 | 566.7274 | 2218.8984 | 0 | 6.0407 | 0.0060005 | 0 | 2.2469 | 0 | 0 | 1931.6197 | 0 | 0 | 0 | 10410.3414 | 144 | 16 | Summer
2018-05-24 17:00 | 9.9004 | 1310.7371 | 268.7955 | 1595.2357 | 1286.842 | 0 | 5.0015 | 1042.2988 | 320.4859 | 544.2205 | 2147.8031 | 0 | 6.9659 | 0.0060585 | 0 | 2.591 | 0 | 0 | 1785.4685 | 0 | 0 | 0 | 10326.352 | 144 | 17 | Summer
2018-05-24 18:00 | 14.3012 | 1211.9366 | 328.1477 | 1683.0053 | 1308.5504 | 0 | 9.5073 | 877.007 | 293.9385 | 523.8719 | 1949.5547 | 0 | 5.0895 | 0.0053067 | 0 | 1.8931 | 0 | 0 | 1686.9962 | 0 | 0 | 0 | 9893.8047 | 144 | 18 | Summer
2018-05-24 19:00 | 20.7515 | 1044.6387 | 422.0079 | 1634.9773 | 1269.2714 | 0 | 12.5799 | 700.5535 | 271.3593 | 488.093 | 1862.2369 | 0 | 2.7983 | 0.0061059 | 0 | 1.0408 | 0 | 0 | 1715.8296 | 0 | 0 | 0 | 9446.1442 | 144 | 19 | Summer
2018-05-24 20:00 | 32.0363 | 858.3276 | 556.695 | 1553.879 | 1217.444 | 0 | 14.6642 | 545.3671 | 395.2651 | 400.8615 | 1767.361 | 0 | 2.1992 | 0.0061952 | 0 | 0.818 | 0 | 0 | 1739.0814 | 0 | 0 | 0 | 9084.0054 | 144 | 20 | Summer
2018-05-24 21:00 | 42.7347 | 729.984 | 624.3408 | 1541.7796 | 1152.3893 | 0 | 6.2155 | 462.8765 | 384.679 | 318.8571 | 1678.2702 | 0 | 1.6254 | 0.0054425 | 0 | 0.60459 | 0 | 0 | 1676.3145 | 0 | 0 | 0 | 8620.6768 | 144 | 21 | Summer
2018-05-24 22:00 | 62.4731 | 608.7591 | 351.9148 | 1284.852 | 994.002 | 0 | 5.3831 | 413.8818 | 331.3634 | 262.0743 | 1615.7561 | 0 | 1.0681 | 0.0061102 | 0 | 0.39729 | 0 | 0 | 1635.2684 | 0 | 0 | 0 | 7567.1996 | 144 | 22 | Summer
2018-05-24 23:00 | 86.1885 | 493.3344 | 135.7371 | 954.4828 | 911.348 | 0 | 7.6071 | 382.4659 | 297.3906 | 226.2948 | 1570.2167 | 0 | 0.76168 | 0.0059559 | 0 | 0.28332 | 0 | 0 | 1600.2441 | 0 | 0 | 0 | 6666.361 | 144 | 23 | Summer
2018-05-25 | 104.8585 | 387.9942 | 86.7251 | 675.7473 | 882.1319 | 0 | 10.7882 | 318.8223 | 279.9786 | 188.6409 | 1499.6921 | 0 | 0.41452 | 0.0058165 | 0 | 0.15419 | 0 | 0 | 1559.3768 | 0 | 0 | 0 | 5995.3306 | 145 | 0 | Fall
2018-05-25 01:00 | 115.3851 | 336.7723 | 79.3895 | 536.6872 | 866.487 | 0 | 9.4296 | 292.4209 | 269.2631 | 167.9582 | 1478.7407 | 0 | 0.26716 | 0.0056939 | 0 | 0.099373 | 0 | 0 | 1578.7056 | 0 | 0 | 0 | 5731.6114 | 145 | 1 | Fall
2018-05-25 02:00 | 150.5139 | 285.4595 | 77.7954 | 465.5167 | 859.3848 | 0 | 12.0454 | 288.489 | 266.4351 | 157.3656 | 1445.3137 | 0 | 0.12636 | 0.0062456 | 0 | 0.047 | 0 | 0 | 1608.2922 | 0 | 0 | 0 | 5616.791 | 145 | 2 | Fall
2018-05-25 03:00 | 191.8733 | 249.7208 | 77.7954 | 454.4133 | 860.1874 | 0 | 15.8639 | 310.1542 | 267.7569 | 161.1496 | 1409.2703 | 0 | 0.16766 | 0.0063289 | 0 | 0.062364 | 0 | 0 | 1642.9534 | 0 | 0 | 0 | 5641.3748 | 145 | 3 | Fall
2018-05-25 04:00 | 227.5156 | 210.4186 | 77.9674 | 532.8674 | 878.2991 | 0 | 21.5062 | 339.3902 | 278.5651 | 191.2828 | 1411.641 | 0 | 0.093208 | 0.0064053 | 0 | 0.03467 | 0 | 0 | 1703.2638 | 0 | 0 | 0 | 5872.8515 | 145 | 4 | Fall
2018-05-25 05:00 | 255.5844 | 181.8729 | 89.2869 | 780.3248 | 904.8663 | 0 | 29.4441 | 426.3497 | 286.2337 | 237.8045 | 1471.3644 | 0 | 0.37894 | 0.0063696 | 0 | 0.14095 | 0 | 0 | 1781.6874 | 0 | 0 | 0 | 6445.3453 | 145 | 5 | Fall
2018-05-25 06:00 | 257.8547 | 188.2608 | 176.6323 | 1157.1012 | 962.3631 | 0 | 74.0943 | 570.3009 | 200.6317 | 314.9958 | 1781.3974 | 0 | 0.99963 | 0.0056821 | 0 | 0.37182 | 0 | 0 | 1805.8309 | 0 | 0 | 0 | 7490.8403 | 145 | 6 | Fall
2018-05-25 07:00 | 212.6432 | 222.129 | 241.2653 | 1304.7261 | 1035.3441 | 0 | 51.7874 | 733.6108 | 282.7219 | 427.7692 | 2020.5106 | 0 | 1.8108 | 0.0058567 | 0 | 0.67354 | 0 | 0 | 1838.9097 | 0 | 0 | 0 | 8373.9073 | 145 | 7 | Fall
2018-05-25 08:00 | 168.9953 | 269.1451 | 234.9984 | 1292.116 | 1077.4981 | 0 | 35.7144 | 882.8622 | 373.5291 | 642.4125 | 2263.4399 | 0 | 2.0237 | 0.0059766 | 0 | 0.75274 | 0 | 0 | 1972.4894 | 0 | 0 | 0 | 9215.9829 | 145 | 8 | Fall
2018-05-25 09:00 | 148.3402 | 345.9292 | 223.379 | 1367.2134 | 1102.0262 | 0 | 29.7222 | 1019.6159 | 428.1539 | 742.8607 | 2475.5218 | 0 | 1.8787 | 0.0059924 | 0 | 0.6988 | 0 | 0 | 2049.9583 | 0 | 0 | 0 | 9935.3043 | 145 | 9 | Fall
2018-05-25 10:00 | 133.972 | 429.7208 | 208.5479 | 1434.1648 | 1100.5899 | 0 | 25.2193 | 1144.5202 | 455.0525 | 793.4905 | 2639.1871 | 0 | 2.1132 | 0.0061186 | 0 | 0.78602 | 0 | 0 | 2027.9947 | 0 | 0 | 0 | 10395.365 | 145 | 10 | Fall
2018-05-25 11:00 | 118.9739 | 530.1922 | 192.2269 | 1391.4725 | 1102.9128 | 0 | 18.3979 | 1227.6392 | 462.2472 | 812.354 | 2690.1353 | 0 | 2.5424 | 0.0053531 | 0 | 0.94565 | 0 | 0 | 2009.6509 | 0 | 0 | 0 | 10559.6961 | 145 | 11 | Fall
2018-05-25 12:00 | 103.3275 | 642.1647 | 184.2279 | 1294.2321 | 1110.2605 | 0 | 14.0309 | 1269.5627 | 458.6161 | 803.324 | 2668.8029 | 0 | 2.9108 | 0.0061486 | 0 | 1.0827 | 0 | 0 | 2027.0276 | 0 | 0 | 0 | 10579.5765 | 145 | 12 | Fall
2018-05-25 13:00 | 77.0399 | 757.4924 | 176.5888 | 1178.6859 | 1077.3039 | 0 | 9.803 | 1276.7028 | 444.7996 | 773.2168 | 2591.1365 | 0 | 2.9331 | 0.0054111 | 0 | 1.091 | 0 | 0 | 2016.2081 | 0 | 0 | 0 | 10383.0069 | 145 | 13 | Fall
2018-05-25 14:00 | 59.5836 | 887.0884 | 178.8455 | 1142.1193 | 1064.4403 | 0 | 7.2182 | 1256.7375 | 418.3241 | 728.5792 | 2458.6795 | 0 | 3.289 | 0.0054245 | 0 | 1.2234 | 0 | 0 | 1983.8447 | 0 | 0 | 0 | 10189.9782 | 145 | 14 | Fall
2018-05-25 15:00 | 51.9455 | 1047.4584 | 194.3154 | 1219.2893 | 1107.5117 | 0 | 7.499 | 1231.4885 | 385.0424 | 703.2503 | 2330.3807 | 0 | 4.4247 | 0.0054988 | 0 | 1.6458 | 0 | 0 | 1925.3445 | 0 | 0 | 0 | 10209.6018 | 145 | 15 | Fall
2018-05-25 16:00 | 54.6257 | 1207.6534 | 223.8984 | 1394.3131 | 1189.6351 | 0 | 10.7728 | 1160.2692 | 352.7127 | 566.1492 | 2231.4381 | 0 | 5.629 | 0.0055339 | 0 | 2.0937 | 0 | 0 | 1800.0268 | 0 | 0 | 0 | 10199.2227 | 145 | 16 | Fall
2018-05-25 17:00 | 47.5113 | 1357.2655 | 271.9711 | 1640.3126 | 1288.5638 | 0 | 11.5306 | 1052.4878 | 320.4995 | 544.5639 | 2150.4236 | 0 | 6.3943 | 0.0055876 | 0 | 2.3784 | 0 | 0 | 1638.9011 | 0 | 0 | 0 | 10332.8092 | 145 | 17 | Fall
2018-05-25 18:00 | 45.739 | 1306.5528 | 328.9162 | 1688.4167 | 1308.8588 | 0 | 10.5821 | 881.6493 | 293.9528 | 525.1744 | 1942.5304 | 0 | 4.79 | 0.0057476 | 0 | 1.7817 | 0 | 0 | 1587.771 | 0 | 0 | 0 | 9926.721 | 145 | 18 | Fall
2018-05-25 19:00 | 43.4155 | 1146.4973 | 422.8566 | 1642.9084 | 1271.7181 | 0 | 11.4061 | 701.3743 | 271.3546 | 488.9698 | 1847.9887 | 0 | 2.635 | 0.0057837 | 0 | 0.9801 | 0 | 0 | 1615.7057 | 0 | 0 | 0 | 9467.8159 | 145 | 19 | Fall
2018-05-25 20:00 | 47.8925 | 936.3676 | 562.0042 | 1558.339 | 1220.9681 | 0 | 13.3809 | 540.6088 | 394.3327 | 404.0369 | 1750.3133 | 0 | 2.0686 | 0.0056547 | 0 | 0.76944 | 0 | 0 | 1635.8573 | 0 | 0 | 0 | 9066.9451 | 145 | 20 | Fall
2018-05-25 21:00 | 57.0436 | 768.6261 | 623.2921 | 1505.0245 | 1153.1125 | 0 | 6.3071 | 446.3431 | 384.597 | 322.4175 | 1662.5902 | 0 | 1.5339 | 0.0056302 | 0 | 0.57054 | 0 | 0 | 1581.4987 | 0 | 0 | 0 | 8512.9622 | 145 | 21 | Fall
2018-05-25 22:00 | 65.9373 | 614.399 | 352.5674 | 1274.6478 | 994.336 | 0 | 6.061 | 397.4846 | 331.1797 | 263.6756 | 1606.9977 | 0 | 0.99384 | 0.0054613 | 0 | 0.36967 | 0 | 0 | 1522.5332 | 0 | 0 | 0 | 7431.1883 | 145 | 22 | Fall
2018-05-25 23:00 | 78.2851 | 493.2439 | 135.3307 | 955.5784 | 911.4846 | 0 | 7.164 | 365.9376 | 297.0686 | 227.4109 | 1570.7655 | 0 | 0.71765 | 0.0053919 | 0 | 0.26694 | 0 | 0 | 1507.1804 | 0 | 0 | 0 | 6550.4395 | 145 | 23 | Fall
2018-05-26 | 92.4539 | 419.7037 | 86.7055 | 618.2104 | 882.3386 | 0 | 8.9893 | 312.282 | 279.5245 | 191.6006 | 1506.1533 | 0 | 0.40532 | 0.006014 | 0 | 0.15076 | 0 | 0 | 1526.7224 | 0 | 0 | 0 | 5925.2462 | 146 | 0 | Fall
2018-05-26 01:00 | 101.2498 | 357.1534 | 79.351 | 508.9096 | 866.5282 | 0 | 10.2383 | 317.3491 | 255.9752 | 160.143 | 1557.1641 | 0 | 0.2639 | 0.0059496 | 0 | 0.098158 | 0 | 0 | 1558.861 | 0 | 0 | 0 | 5773.2906 | 146 | 1 | Fall
2018-05-26 02:00 | 136.7862 | 310.9443 | 77.3015 | 452.9266 | 859.371 | 0 | 11.9554 | 310.4384 | 250.1968 | 162.58 | 1530.9542 | 0 | 0.12603 | 0.005887 | 0 | 0.046878 | 0 | 0 | 1604.5532 | 0 | 0 | 0 | 5708.1863 | 146 | 2 | Fall
2018-05-26 03:00 | 166.2184 | 260.3213 | 77.3015 | 461.6271 | 860.2244 | 0 | 13.7632 | 320.7107 | 248.3003 | 174.5882 | 1497.1429 | 0 | 0.16485 | 0.0058037 | 0 | 0.061317 | 0 | 0 | 1616.4132 | 0 | 0 | 0 | 5696.8432 | 146 | 3 | Fall
2018-05-26 04:00 | 196.4125 | 201.5947 | 77.9059 | 475.3177 | 877.569 | 0 | 17.7229 | 328.6526 | 250.4716 | 191.491 | 1449.9068 | 0 | 0.091373 | 0.0066186 | 0 | 0.033987 | 0 | 0 | 1676.925 | 0 | 0 | 0 | 5744.1018 | 146 | 4 | Fall
2018-05-26 05:00 | 227.3704 | 173.0748 | 84.0963 | 570.9938 | 899.6514 | 0 | 25.9594 | 359.3853 | 233.0521 | 217.5937 | 1396.508 | 0 | 0.37313 | 0.0065031 | 0 | 0.13879 | 0 | 0 | 1753.073 | 0 | 0 | 0 | 5941.2765 | 146 | 5 | Fall
2018-05-26 06:00 | 229.9551 | 163.2996 | 123.5843 | 839.153 | 931.3239 | 0 | 73.0969 | 438.4827 | 109.2504 | 267.5253 | 1505.2127 | 0 | 0.98336 | 0.0059241 | 0 | 0.36577 | 0 | 0 | 1777.1054 | 0 | 0 | 0 | 6459.3443 | 146 | 6 | Fall
2018-05-26 07:00 | 182.1423 | 174.3641 | 190.3987 | 1164.536 | 994.9527 | 0 | 48.4905 | 507.7735 | 144.6223 | 304.5786 | 1486.0485 | 0 | 1.7567 | 0.0052015 | 0 | 0.65342 | 0 | 0 | 1784.0563 | 0 | 0 | 0 | 6984.3787 | 146 | 7 | Fall
2018-05-26 08:00 | 105.2212 | 215.8916 | 244.2832 | 1385.8047 | 1083.385 | 0 | 26.9233 | 581.5642 | 189.3831 | 430.6609 | 1459.9881 | 0 | 1.9396 | 0.0052621 | 0 | 0.72144 | 0 | 0 | 1890.4779 | 0 | 0 | 0 | 7616.2495 | 146 | 8 | Fall
2018-05-26 09:00 | 53.8131 | 281.0362 | 266.5076 | 1497.4016 | 1133.532 | 0 | 14.2617 | 681.1653 | 216.2907 | 484.8374 | 1471.5645 | 0 | 1.807 | 0.0052977 | 0 | 0.67212 | 0 | 0 | 1971.5293 | 0 | 0 | 0 | 8074.4237 | 146 | 9 | Fall
2018-05-26 10:00 | 30.1912 | 365.6377 | 263.8594 | 1518.2378 | 1141.0647 | 0 | 7.4607 | 784.7176 | 230.3457 | 519.6568 | 1533.5512 | 0 | 2.0322 | 0.0054371 | 0 | 0.75589 | 0 | 0 | 1950.5397 | 0 | 0 | 0 | 8348.056 | 146 | 10 | Fall
2018-05-26 11:00 | 17.4075 | 477.1248 | 242.4625 | 1571.9454 | 1143.4305 | 0 | 5.244 | 885.1433 | 237.352 | 553.3859 | 1574.19 | 0 | 2.4747 | 0.0054839 | 0 | 0.92048 | 0 | 0 | 1955.9197 | 0 | 0 | 0 | 8667.0062 | 146 | 11 | Fall
2018-05-26 12:00 | 11.4382 | 626.8189 | 230.0214 | 1533.0529 | 1150.8677 | 0 | 4.2436 | 978.5058 | 239.1115 | 577.2526 | 1597.9018 | 0 | 2.8271 | 0.0056018 | 0 | 1.0516 | 0 | 0 | 1968.3032 | 0 | 0 | 0 | 8921.4017 | 146 | 12 | Fall
2018-05-26 13:00 | 6.6221 | 805.9504 | 223.2556 | 1426.0197 | 1120.188 | 0 | 4.0201 | 1038.5947 | 238.5164 | 591.2348 | 1609.9614 | 0 | 2.8774 | 0.005646 | 0 | 1.0703 | 0 | 0 | 1978.1478 | 0 | 0 | 0 | 9046.4642 | 146 | 13 | Fall
2018-05-26 14:00 | 6.2572 | 990.2755 | 226.9891 | 1395.9624 | 1106.7104 | 0 | 4.7835 | 1074.3227 | 234.9383 | 594.799 | 1631.1355 | 0 | 3.2843 | 0.0057698 | 0 | 1.2216 | 0 | 0 | 1980.5862 | 0 | 0 | 0 | 9251.2714 | 146 | 14 | Fall
2018-05-26 15:00 | 6.6117 | 1211.1725 | 235.1175 | 1449.3198 | 1148.6128 | 0 | 4.5033 | 1095.5058 | 229.9111 | 584.2754 | 1678.883 | 0 | 4.4232 | 0.0058393 | 0 | 1.6453 | 0 | 0 | 1924.6762 | 0 | 0 | 0 | 9574.6634 | 146 | 15 | Fall
2018-05-26 16:00 | 6.2751 | 1428.6363 | 256.7057 | 1552.1487 | 1227.4426 | 0 | 4.6478 | 1076.3133 | 225.8078 | 493.6846 | 1741.6208 | 0 | 5.6404 | 0.0058709 | 0 | 2.098 | 0 | 0 | 1803.7998 | 0 | 0 | 0 | 9824.8268 | 146 | 16 | Fall
2018-05-26 17:00 | 6.3167 | 1556.962 | 291.2067 | 1719.6866 | 1319.9781 | 0 | 5.3494 | 976.9605 | 223.5492 | 480.1873 | 1803.5482 | 0 | 6.4361 | 0.0059093 | 0 | 2.394 | 0 | 0 | 1649.6152 | 0 | 0 | 0 | 10042.196 | 146 | 17 | Fall
2018-05-26 18:00 | 7.2167 | 1541.0619 | 343.6724 | 1701.8631 | 1332.5351 | 0 | 6.1193 | 866.2911 | 222.7556 | 452.704 | 1709.4431 | 0 | 4.7863 | 0.0059262 | 0 | 1.7803 | 0 | 0 | 1586.3991 | 0 | 0 | 0 | 9776.6339 | 146 | 18 | Fall
2018-05-26 19:00 | 7.5559 | 1313.03 | 442.9635 | 1612.4259 | 1292.965 | 0 | 8.3644 | 703.0778 | 223.1318 | 414.7331 | 1699.4077 | 0 | 2.6204 | 0.0059265 | 0 | 0.97469 | 0 | 0 | 1606.6189 | 0 | 0 | 0 | 9327.875 | 146 | 19 | Fall
2018-05-26 20:00 | 9.3776 | 1062.0554 | 582.898 | 1529.8963 | 1235.1584 | 0 | 10.0759 | 574.4313 | 360.448 | 362.7807 | 1680.8259 | 0 | 2.0549 | 0.00582 | 0 | 0.76435 | 0 | 0 | 1625.0124 | 0 | 0 | 0 | 9035.7851 | 146 | 20 | Fall
2018-05-26 21:00 | 13.3564 | 881.5866 | 653.141 | 1463.7599 | 1167.607 | 0 | 4.2401 | 476.3165 | 359.3392 | 312.9895 | 1637.0345 | 0 | 1.5252 | 0.0057654 | 0 | 0.56731 | 0 | 0 | 1572.5332 | 0 | 0 | 0 | 8544.002 | 146 | 21 | Fall
2018-05-26 22:00 | 19.3147 | 699.2501 | 391.7273 | 1196.9808 | 1010.7552 | 0 | 5.3383 | 416.2708 | 310.6487 | 250.2721 | 1581.5595 | 0 | 1.0058 | 0.0056227 | 0 | 0.37413 | 0 | 0 | 1539.9648 | 0 | 0 | 0 | 7423.4678 | 146 | 22 | Fall
2018-05-26 23:00 | 27.4001 | 550.2143 | 146.2237 | 871.1293 | 920.2765 | 0 | 7.8606 | 368.374 | 276.083 | 199.5075 | 1542.7824 | 0 | 0.71918 | 0.0055138 | 0 | 0.26751 | 0 | 0 | 1511.8226 | 0 | 0 | 0 | 6422.6662 | 146 | 23 | Fall
2018-05-27 | 37.849 | 455.701 | 89.3663 | 646.4771 | 886.1549 | 0 | 7.8924 | 332.3234 | 262.7998 | 169.9613 | 1547.7876 | 0 | 0.96033 | 0.0062967 | 0 | 0.3572 | 0 | 0 | 1085.6666 | 0 | 0 | 0 | 5523.3033 | 147 | 0 | Fall
2018-05-27 01:00 | 48.9906 | 398.4141 | 79.9544 | 498.652 | 867.8448 | 0 | 5.8047 | 302.6152 | 246.2238 | 161.7517 | 1436.644 | 0 | 0.40205 | 0.006215 | 0 | 0.14955 | 0 | 0 | 1146.0991 | 0 | 0 | 0 | 5193.5523 | 147 | 1 | Fall
2018-05-27 02:00 | 66.6081 | 329.3134 | 77.3015 | 449.2114 | 859.783 | 0 | 7.3507 | 295.7941 | 241.1178 | 164.3336 | 1430.7921 | 0 | 0.34116 | 0.0067012 | 0 | 0.1269 | 0 | 0 | 1090.4963 | 0 | 0 | 0 | 5012.5769 | 147 | 2 | Fall
2018-05-27 03:00 | 86.4064 | 268.1958 | 77.3015 | 454.4133 | 860.1982 | 0 | 8.8282 | 290.3869 | 237.6324 | 177.2816 | 1387.7021 | 0 | 0.25039 | 0.0081476 | 0 | 0.093135 | 0 | 0 | 1074.8112 | 0 | 0 | 0 | 4923.5093 | 147 | 3 | Fall
2018-05-27 04:00 | 111.5307 | 215.9624 | 77.8974 | 484.5011 | 877.5002 | 0 | 10.2515 | 293.8162 | 242.2733 | 194.9046 | 1354.8697 | 0 | 0.048048 | 0.0079579 | 0 | 0.017872 | 0 | 0 | 1078.3131 | 0 | 0 | 0 | 4941.8939 | 147 | 4 | Fall
2018-05-27 05:00 | 134.9311 | 187.9797 | 84.0987 | 595.2197 | 899.5142 | 0 | 19.4147 | 329.5415 | 228.6665 | 223.0888 | 1320.1457 | 0 | 0.14946 | 0.0080258 | 0 | 0.055593 | 0 | 0 | 1087.7217 | 0 | 0 | 0 | 5110.5354 | 147 | 5 | Fall
2018-05-27 06:00 | 137.5545 | 177.6865 | 123.6826 | 845.972 | 930.9295 | 0 | 64.4609 | 378.9204 | 102.0278 | 269.8055 | 1265.2003 | 0 | 0.31531 | 0.0080974 | 0 | 0.11728 | 0 | 0 | 1080.6543 | 0 | 0 | 0 | 5377.3349 | 147 | 6 | Fall
2018-05-27 07:00 | 103.3145 | 193.3046 | 191.4897 | 1170.346 | 995.1576 | 0 | 38.5299 | 408.2265 | 120.0336 | 297.5054 | 1235.8067 | 0 | 0.52556 | 0.0061441 | 0 | 0.19549 | 0 | 0 | 1021.1349 | 0 | 0 | 0 | 5775.5766 | 147 | 7 | Fall
2018-05-27 08:00 | 60.196 | 246.929 | 251.9077 | 1467.6112 | 1087.1262 | 0 | 23.3055 | 442.6808 | 137.9289 | 419.753 | 1275.7444 | 0 | 1.0128 | 0.0063218 | 0 | 0.37672 | 0 | 0 | 1037.9632 | 0 | 0 | 0 | 6452.5417 | 147 | 8 | Fall
2018-05-27 09:00 | 33.264 | 335.1336 | 270.7942 | 1561.7291 | 1135.6389 | 0 | 12.8436 | 519.1758 | 158.1587 | 459.5038 | 1293.7131 | 0 | 1.792 | 0.0065344 | 0 | 0.66656 | 0 | 0 | 1038.3131 | 0 | 0 | 0 | 6820.7331 | 147 | 9 | Fall
2018-05-27 10:00 | 19.4348 | 457.5362 | 263.2855 | 1561.374 | 1140.916 | 0 | 7.9282 | 602.6916 | 177.2739 | 487.2706 | 1309.5744 | 0 | 2.4357 | 0.0066636 | 0 | 0.90597 | 0 | 0 | 1034.6784 | 0 | 0 | 0 | 7065.312 | 147 | 10 | Fall
2018-05-27 11:00 | 10.5481 | 634.9303 | 241.7689 | 1576.1822 | 1144.4931 | 0 | 5.6679 | 710.148 | 191.8208 | 515.0665 | 1337.8689 | 0 | 3.0825 | 0.0067105 | 0 | 1.1466 | 0 | 0 | 1036.5898 | 0 | 0 | 0 | 7409.3203 | 147 | 11 | Fall
2018-05-27 12:00 | 6.8581 | 822.9908 | 230.7559 | 1541.7757 | 1152.6548 | 0 | 4.5053 | 788.7395 | 200.512 | 535.9481 | 1390.8021 | 0 | 3.8617 | 0.0068062 | 0 | 1.4364 | 0 | 0 | 1030.4043 | 0 | 0 | 0 | 7711.2514 | 147 | 12 | Fall
2018-05-27 13:00 | 2.7585 | 1012.7079 | 222.6721 | 1458.4006 | 1120.8195 | 0 | 4.4678 | 832.563 | 204.1428 | 548.4506 | 1432.3599 | 0 | 3.974 | 0.0069296 | 0 | 1.4782 | 0 | 0 | 1033.0786 | 0 | 0 | 0 | 7877.8803 | 147 | 13 | Fall
2018-05-27 14:00 | 1.6969 | 1196.684 | 229.3016 | 1415.94 | 1108.9165 | 0 | 3.88 | 846.3078 | 202.0859 | 557.9132 | 1477.5118 | 0 | 4.0852 | 0.006946 | 0 | 1.5195 | 0 | 0 | 1027.0405 | 0 | 0 | 0 | 8072.8899 | 147 | 14 | Fall
2018-05-27 15:00 | 1.3485 | 1332.351 | 239.4737 | 1449.7857 | 1152.335 | 0 | 3.8938 | 820.2273 | 194.6806 | 554.5912 | 1516.5853 | 0 | 4.2427 | 0.0070735 | 0 | 1.5781 | 0 | 0 | 996.2286 | 0 | 0 | 0 | 8267.3284 | 147 | 15 | Fall
2018-05-27 16:00 | 0.97614 | 1459.2499 | 258.6613 | 1577.1467 | 1229.8122 | 0 | 4.0883 | 789.5174 | 185.3981 | 470.8059 | 1545.832 | 0 | 4.5811 | 0.0062364 | 0 | 1.704 | 0 | 0 | 951.5904 | 0 | 0 | 0 | 8479.3698 | 147 | 16 | Fall
2018-05-27 17:00 | 0.61214 | 1589.9242 | 293.3107 | 1668.6577 | 1321.7649 | 0 | 4.0325 | 754.569 | 175.184 | 458.9323 | 1571.18 | 0 | 3.9859 | 0.006276 | 0 | 1.4826 | 0 | 0 | 889.8261 | 0 | 0 | 0 | 8733.4683 | 147 | 17 | Fall
2018-05-27 18:00 | 0.37826 | 1563.2999 | 344.0896 | 1696.2996 | 1332.2378 | 0 | 4.9699 | 688.4387 | 164.6234 | 439.5476 | 1583.9365 | 0 | 4.6226 | 0.0062666 | 0 | 1.7194 | 0 | 0 | 879.5233 | 0 | 0 | 0 | 8703.6928 | 147 | 18 | Fall
2018-05-27 19:00 | 0.76226 | 1413.8173 | 443.098 | 1663.1814 | 1291.5536 | 0 | 5.3421 | 594.7461 | 153.0231 | 402.4433 | 1561.8899 | 0 | 4.7476 | 0.0062751 | 0 | 1.7659 | 0 | 0 | 921.5972 | 0 | 0 | 0 | 8457.9741 | 147 | 19 | Fall
2018-05-27 20:00 | 1.7048 | 1163.5849 | 582.1172 | 1559.2356 | 1233.8463 | 0 | 8.4452 | 492.051 | 280.7695 | 356.789 | 1527.7768 | 0 | 4.0624 | 0.0061492 | 0 | 1.5111 | 0 | 0 | 946.7831 | 0 | 0 | 0 | 8158.683 | 147 | 20 | Fall
2018-05-27 21:00 | 4.7012 | 953.4968 | 655.9257 | 1460.1502 | 1167.2571 | 0 | 3.4138 | 420.0726 | 292.2346 | 310.1166 | 1478.6656 | 0 | 3.3112 | 0.0061414 | 0 | 1.2316 | 0 | 0 | 926.7593 | 0 | 0 | 0 | 7677.3426 | 147 | 21 | Fall
2018-05-27 22:00 | 8.1536 | 743.015 | 392.1795 | 1153.8141 | 1010.4002 | 0 | 2.6101 | 381.5833 | 280.3088 | 251.8116 | 1425.497 | 0 | 2.5717 | 0.0060468 | 0 | 0.95658 | 0 | 0 | 955.2179 | 0 | 0 | 0 | 6608.1254 | 147 | 22 | Fall
2018-05-27 23:00 | 14.7767 | 575.9688 | 147.219 | 874.2578 | 920.5817 | 0 | 4.1439 | 351.5019 | 267.4478 | 202.9269 | 1387.8625 | 0 | 1.8081 | 0.0067362 | 0 | 0.67254 | 0 | 0 | 1048.0971 | 0 | 0 | 0 | 5797.2714 | 147 | 23 | Fall
2018-05-28 | 22.6325 | 476.8352 | 89.9886 | 692.3231 | 886.5514 | 0 | 5.4322 | 314.3815 | 254.282 | 172.2367 | 1415.5104 | 0 | 0.96156 | 0.0065057 | 0 | 0.35766 | 0 | 0 | 1087.0457 | 0 | 0 | 0 | 5418.545 | 148 | 0 | Fall
2018-05-28 01:00 | 32.002 | 397.9592 | 80.0387 | 545.3106 | 867.8611 | 0 | 4.7594 | 277.2307 | 269.2645 | 167.353 | 1478.6466 | 0 | 0.39853 | 0.0063248 | 0 | 0.14824 | 0 | 0 | 1135.5667 | 0 | 0 | 0 | 5256.5456 | 148 | 1 | Fall
2018-05-28 02:00 | 49.4398 | 318.6824 | 77.7954 | 476.2389 | 859.8069 | 0 | 6.552 | 278.9318 | 266.4335 | 159.9356 | 1445.5446 | 0 | 0.34077 | 0.0069836 | 0 | 0.12675 | 0 | 0 | 1089.575 | 0 | 0 | 0 | 5029.4104 | 148 | 2 | Fall
2018-05-28 03:00 | 69.0562 | 265.8694 | 77.7954 | 460.8987 | 860.24 | 0 | 8.6732 | 295.3711 | 267.755 | 159.9426 | 1409.419 | 0 | 0.24924 | 0.0068943 | 0 | 0.092707 | 0 | 0 | 1071.884 | 0 | 0 | 0 | 4947.2533 | 148 | 3 | Fall
2018-05-28 04:00 | 97.3231 | 208.559 | 77.9746 | 539.1915 | 878.3786 | 0 | 12.313 | 325.7649 | 278.5289 | 187.6221 | 1411.5797 | 0 | 0.047861 | 0.0082999 | 0 | 0.017802 | 0 | 0 | 1073.4129 | 0 | 0 | 0 | 5090.7223 | 148 | 4 | Fall
2018-05-28 05:00 | 127.6995 | 175.9306 | 88.8227 | 791.2459 | 904.8106 | 0 | 21.4327 | 412.7191 | 282.3074 | 239.0778 | 1471.0486 | 0 | 0.14813 | 0.0083817 | 0 | 0.055097 | 0 | 0 | 1080.6834 | 0 | 0 | 0 | 5595.99 | 148 | 5 | Fall
2018-05-28 06:00 | 123.3909 | 182.9284 | 173.703 | 1164.2872 | 961.7094 | 0 | 66.053 | 558.7602 | 200.0237 | 313.1293 | 1780.761 | 0 | 0.31606 | 0.0069877 | 0 | 0.11756 | 0 | 0 | 1083.3963 | 0 | 0 | 0 | 6608.5831 | 148 | 6 | Fall
2018-05-28 07:00 | 82.722 | 245.2571 | 236.3071 | 1305.2345 | 1033.5006 | 0 | 33.598 | 735.7078 | 281.9675 | 424.9514 | 2019.6483 | 0 | 0.5347 | 0.006477 | 0 | 0.19889 | 0 | 0 | 1039.3399 | 0 | 0 | 0 | 7438.9743 | 148 | 7 | Fall
2018-05-28 08:00 | 38.5698 | 346.3303 | 230.2391 | 1324.4257 | 1075.1956 | 0 | 10.6072 | 918.1059 | 373.1925 | 640.1206 | 2262.3134 | 0 | 1.0353 | 0.0068174 | 0 | 0.38509 | 0 | 0 | 1060.5073 | 0 | 0 | 0 | 8281.0346 | 148 | 8 | Fall
2018-05-28 09:00 | 15.4042 | 483.43 | 218.3159 | 1336.1956 | 1099.2241 | 0 | 4.1747 | 1121.0285 | 427.9549 | 740.8591 | 2474.8876 | 0 | 1.8107 | 0.0069852 | 0 | 0.67353 | 0 | 0 | 1049.2362 | 0 | 0 | 0 | 8973.2022 | 148 | 9 | Fall
2018-05-28 10:00 | 7.6423 | 659.619 | 204.7859 | 1388.4054 | 1099.3393 | 0 | 2.4103 | 1325.5114 | 455.032 | 788.1697 | 2638.8292 | 0 | 2.4549 | 0.0070612 | 0 | 0.91312 | 0 | 0 | 1042.7331 | 0 | 0 | 0 | 9615.8526 | 148 | 10 | Fall
2018-05-28 11:00 | 3.4422 | 851.9339 | 189.833 | 1344.7558 | 1101.349 | 0 | 1.609 | 1461.9377 | 462.2699 | 812.8563 | 2689.9765 | 0 | 3.1092 | 0.0070715 | 0 | 1.1565 | 0 | 0 | 1045.8318 | 0 | 0 | 0 | 9970.0678 | 148 | 11 | Fall
2018-05-28 12:00 | 2.5359 | 1061.9917 | 182.5217 | 1303.7682 | 1109.407 | 0 | 1.2558 | 1541.1609 | 458.6284 | 805.4377 | 2668.6977 | 0 | 3.8837 | 0.0062795 | 0 | 1.4446 | 0 | 0 | 1036.1872 | 0 | 0 | 0 | 10176.9267 | 148 | 12 | Fall
2018-05-28 13:00 | 0.73473 | 1314.7924 | 176.6661 | 1191.4727 | 1077.923 | 0 | 1.3365 | 1585.5419 | 444.9337 | 769.0059 | 2591.0355 | 0 | 3.9673 | 0.0063167 | 0 | 1.4757 | 0 | 0 | 1031.2332 | 0 | 0 | 0 | 10190.1251 | 148 | 13 | Fall
2018-05-28 14:00 | 0.89714 | 1530.9608 | 178.1984 | 1169.0603 | 1064.5578 | 0 | 1.4655 | 1535.6187 | 418.6017 | 730.9371 | 2458.7766 | 0 | 4.0761 | 0.0064024 | 0 | 1.5161 | 0 | 0 | 1024.8526 | 0 | 0 | 0 | 10119.5253 | 148 | 14 | Fall
2018-05-28 15:00 | 0.84437 | 1705.09 | 192.7957 | 1204.7067 | 1105.9579 | 0 | 1.6277 | 1416.0718 | 385.4904 | 703.0957 | 2330.8758 | 0 | 4.2267 | 0.0064473 | 0 | 1.5722 | 0 | 0 | 992.5399 | 0 | 0 | 0 | 10044.9012 | 148 | 15 | Fall
2018-05-28 16:00 | 0.84699 | 1830.4643 | 221.2761 | 1398.963 | 1186.9381 | 0 | 1.7521 | 1272.057 | 352.9692 | 563.1425 | 2232.0612 | 0 | 4.5505 | 0.0064964 | 0 | 1.6926 | 0 | 0 | 945.1295 | 0 | 0 | 0 | 10011.8495 | 148 | 16 | Fall
2018-05-28 17:00 | 0.88551 | 1912.6444 | 269.9216 | 1629.6813 | 1288.0039 | 0 | 2.0486 | 1131.5426 | 320.6486 | 544.4946 | 2151.2535 | 0 | 3.8836 | 0.0064948 | 0 | 1.4445 | 0 | 0 | 867.0089 | 0 | 0 | 0 | 10123.4683 | 148 | 17 | Fall
2018-05-28 18:00 | 0.91403 | 1849.8366 | 327.6718 | 1724.2627 | 1307.2732 | 0 | 2.6709 | 981.3049 | 294.2028 | 523.0717 | 1943.2761 | 0 | 4.422 | 0.0065173 | 0 | 1.6448 | 0 | 0 | 841.381 | 0 | 0 | 0 | 9801.9389 | 148 | 18 | Fall
2018-05-28 19:00 | 1.2308 | 1622.4636 | 424.7535 | 1635.9988 | 1270.7934 | 0 | 3.387 | 782.9921 | 271.633 | 488.2184 | 1848.5402 | 0 | 4.5274 | 0.0065818 | 0 | 1.684 | 0 | 0 | 878.8996 | 0 | 0 | 0 | 9235.1286 | 148 | 19 | Fall
2018-05-28 20:00 | 1.4714 | 1361.06 | 559.8469 | 1571.9975 | 1218.9342 | 0 | 3.9763 | 592.7156 | 392.4518 | 397.8902 | 1750.6478 | 0 | 3.9177 | 0.0063896 | 0 | 1.4572 | 0 | 0 | 912.9998 | 0 | 0 | 0 | 8769.3729 | 148 | 20 | Fall
2018-05-28 21:00 | 3.0613 | 1134.5382 | 622.7442 | 1491.4408 | 1152.987 | 0 | 1.6779 | 470.6998 | 384.8451 | 318.3438 | 1662.745 | 0 | 3.2097 | 0.0062725 | 0 | 1.1939 | 0 | 0 | 898.3358 | 0 | 0 | 0 | 8145.8288 | 148 | 21 | Fall
2018-05-28 22:00 | 4.7298 | 911.5038 | 356.9268 | 1291.0764 | 995.2658 | 0 | 0.97557 | 406.511 | 331.3103 | 262.0936 | 1607.0386 | 0 | 2.4892 | 0.0062049 | 0 | 0.92587 | 0 | 0 | 924.633 | 0 | 0 | 0 | 7095.4859 | 148 | 22 | Fall
2018-05-28 23:00 | 8.1923 | 714.2262 | 135.5452 | 950.3305 | 911.3104 | 0 | 1.8783 | 372.1432 | 297.0712 | 226.6765 | 1570.8671 | 0 | 1.7493 | 0.005979 | 0 | 0.65068 | 0 | 0 | 1014.3306 | 0 | 0 | 0 | 6204.9776 | 148 | 23 | Fall
2018-05-29 | 12.4066 | 598.5357 | 86.5513 | 673.9462 | 881.9045 | 0 | 3.31 | 312.2396 | 279.5264 | 188.623 | 1505.9626 | 0 | 0.3766 | 0.0057675 | 0 | 0.14008 | 0 | 0 | 1419.5685 | 0 | 0 | 0 | 5963.0968 | 149 | 0 | Fall
2018-05-29 01:00 | 17.7783 | 498.5667 | 79.366 | 528.685 | 866.4877 | 0 | 2.9915 | 280.9005 | 269.2645 | 164.6916 | 1478.6466 | 0 | 0.24485 | 0.0056362 | 0 | 0.091075 | 0 | 0 | 1445.5128 | 0 | 0 | 0 | 5633.2328 | 149 | 1 | Fall
2018-05-29 02:00 | 27.1571 | 406.1222 | 77.7954 | 450.6063 | 859.3136 | 0 | 3.8934 | 281.7332 | 266.4335 | 158.7336 | 1445.5446 | 0 | 0.11604 | 0.0055112 | 0 | 0.043161 | 0 | 0 | 1482.1969 | 0 | 0 | 0 | 5459.6944 | 149 | 2 | Fall
2018-05-29 03:00 | 38.1745 | 333.4335 | 77.7954 | 454.5349 | 860.1439 | 0 | 5.0871 | 296.0295 | 267.755 | 159.9237 | 1409.419 | 0 | 0.15162 | 0.006157 | 0 | 0.056397 | 0 | 0 | 1483.0528 | 0 | 0 | 0 | 5385.5636 | 149 | 3 | Fall
2018-05-29 04:00 | 55.0398 | 262.0511 | 77.9761 | 554.9838 | 878.4806 | 0 | 7.3754 | 325.3861 | 278.5289 | 189.4754 | 1411.5797 | 0 | 0.081489 | 0.0061957 | 0 | 0.030311 | 0 | 0 | 1494.1826 | 0 | 0 | 0 | 5535.1773 | 149 | 4 | Fall
2018-05-29 05:00 | 70.0353 | 217.8409 | 89.5496 | 767.2147 | 905.2268 | 0 | 13.4046 | 414.481 | 273.2326 | 237.3719 | 1471.0486 | 0 | 0.32327 | 0.0054295 | 0 | 0.12024 | 0 | 0 | 1519.6586 | 0 | 0 | 0 | 5979.5136 | 149 | 5 | Fall
2018-05-29 06:00 | 68.5522 | 214.9857 | 175.4672 | 1134.6741 | 961.9953 | 0 | 41.9887 | 559.1977 | 200.0237 | 312.0294 | 1780.761 | 0 | 0.85073 | 0.0055883 | 0 | 0.31644 | 0 | 0 | 1537.2976 | 0 | 0 | 0 | 6988.1455 | 149 | 6 | Fall
2018-05-29 07:00 | 50.0959 | 279.214 | 234.9703 | 1292.5185 | 1032.6243 | 0 | 21.8026 | 735.2556 | 281.9675 | 426.3769 | 2019.6483 | 0 | 1.599 | 0.0049439 | 0 | 0.59477 | 0 | 0 | 1623.5515 | 0 | 0 | 0 | 8000.2241 | 149 | 7 | Fall
2018-05-29 08:00 | 27.5694 | 390.8845 | 230.5954 | 1297.0628 | 1075.5941 | 0 | 8.694 | 913.9907 | 373.1925 | 638.2767 | 2262.3134 | 0 | 1.8439 | 0.00513 | 0 | 0.68587 | 0 | 0 | 1797.4382 | 0 | 0 | 0 | 9018.1468 | 149 | 8 | Fall
2018-05-29 09:00 | 14.0523 | 555.8906 | 220.6251 | 1363.9722 | 1100.5526 | 0 | 4.2512 | 1133.9432 | 427.9549 | 737.1852 | 2474.8876 | 0 | 1.7518 | 0.0061569 | 0 | 0.65161 | 0 | 0 | 1911.2868 | 0 | 0 | 0 | 9947.0112 | 149 | 9 | Fall
2018-05-29 10:00 | 7.0842 | 783.7756 | 206.3902 | 1372.9982 | 1100.6808 | 0 | 2.3181 | 1372.231 | 455.032 | 790.403 | 2638.8292 | 0 | 1.9797 | 0.0061716 | 0 | 0.73638 | 0 | 0 | 1899.9757 | 0 | 0 | 0 | 10632.4402 | 149 | 10 | Fall
2018-05-29 11:00 | 3.1241 | 1026.1762 | 190.5455 | 1354.9744 | 1101.7483 | 0 | 1.3778 | 1541.699 | 462.2699 | 812.3827 | 2689.9765 | 0 | 2.4397 | 0.0054172 | 0 | 0.90746 | 0 | 0 | 1928.3806 | 0 | 0 | 0 | 11116.0073 | 149 | 11 | Fall
2018-05-29 12:00 | 2.8693 | 1262.9538 | 183.8594 | 1337.7928 | 1109.864 | 0 | 1.1264 | 1621.8699 | 458.6284 | 802.6325 | 2668.6977 | 0 | 2.7717 | 0.0054568 | 0 | 1.031 | 0 | 0 | 1930.0667 | 0 | 0 | 0 | 11384.169 | 149 | 12 | Fall
2018-05-29 13:00 | 0.62836 | 1522.1621 | 177.4762 | 1215.3259 | 1078.0229 | 0 | 1.211 | 1661.212 | 444.9337 | 769.9751 | 2591.0355 | 0 | 2.8147 | 0.0055124 | 0 | 1.047 | 0 | 0 | 1935.0015 | 0 | 0 | 0 | 11400.8513 | 149 | 13 | Fall
2018-05-29 14:00 | 0.2519 | 1819.6823 | 179.6937 | 1156.6521 | 1065.6384 | 0 | 1.2471 | 1671.9202 | 418.6017 | 728.6759 | 2458.7766 | 0 | 3.1709 | 0.0055429 | 0 | 1.1794 | 0 | 0 | 1912.4037 | 0 | 0 | 0 | 11417.8994 | 149 | 14 | Fall
2018-05-29 15:00 | 0.10325 | 2133.1695 | 195.1182 | 1200.8311 | 1107.1536 | 0 | 1.2749 | 1650.212 | 385.4904 | 704.1532 | 2330.8758 | 0 | 4.2676 | 0.0055064 | 0 | 1.5874 | 0 | 0 | 1856.81 | 0 | 0 | 0 | 11571.0524 | 149 | 15 | Fall
2018-05-29 16:00 | 0.013767 | 2374.9344 | 223.0649 | 1388.5572 | 1189.5978 | 0 | 1.2943 | 1552.8386 | 352.9692 | 568.1528 | 2232.0612 | 0 | 5.4321 | 0.0055535 | 0 | 2.0205 | 0 | 0 | 1737.053 | 0 | 0 | 0 | 11627.9953 | 149 | 16 | Fall
2018-05-29 17:00 | 0.041792 | 2538.0585 | 269.1344 | 1600.4111 | 1286.7179 | 0 | 1.5451 | 1406.9319 | 320.6486 | 542.9328 | 2151.2535 | 0 | 6.1208 | 0.0046266 | 0 | 2.2767 | 0 | 0 | 1568.8715 | 0 | 0 | 0 | 11694.9491 | 149 | 17 | Fall
2018-05-29 18:00 | 0.024748 | 2476.427 | 327.9356 | 1724.3368 | 1307.9462 | 0 | 2.0876 | 1209.0455 | 294.2028 | 527.2103 | 1943.2761 | 0 | 4.5505 | 0.0046164 | 0 | 1.6926 | 0 | 0 | 1508.1725 | 0 | 0 | 0 | 11326.9127 | 149 | 18 | Fall
2018-05-29 19:00 | 0.060804 | 2210.1028 | 421.8437 | 1644.043 | 1269.5348 | 0 | 2.6457 | 961.3857 | 271.633 | 490.5392 | 1848.5402 | 0 | 2.5111 | 0.0045944 | 0 | 0.93401 | 0 | 0 | 1539.7191 | 0 | 0 | 0 | 10663.4976 | 149 | 19 | Fall
2018-05-29 20:00 | 0.031303 | 1880.2022 | 555.835 | 1551.5239 | 1217.36 | 0 | 2.9111 | 720.7415 | 381.9586 | 401.7475 | 1750.6478 | 0 | 1.9836 | 0.0053718 | 0 | 0.73783 | 0 | 0 | 1569.1115 | 0 | 0 | 0 | 10034.7972 | 149 | 20 | Fall
2018-05-29 21:00 | 0.30599 | 1611.2276 | 617.3573 | 1495.3438 | 1150.7474 | 0 | 1.4544 | 557.1895 | 384.8451 | 322.0286 | 1662.745 | 0 | 1.4614 | 0.0053727 | 0 | 0.54358 | 0 | 0 | 1507.3055 | 0 | 0 | 0 | 9312.5605 | 149 | 21 | Fall
2018-05-29 22:00 | 0.38318 | 1350.2281 | 349.7935 | 1273.6338 | 993.413 | 0 | 0.64842 | 484.4854 | 331.3103 | 263.3472 | 1607.0386 | 0 | 0.94738 | 0.0052787 | 0 | 0.35239 | 0 | 0 | 1451.0533 | 0 | 0 | 0 | 8106.6399 | 149 | 22 | Fall
2018-05-29 23:00 | 1.0732 | 1121.9199 | 134.5919 | 945.9662 | 910.9453 | 0 | 0.94993 | 431.8801 | 297.0712 | 226.5535 | 1570.8671 | 0 | 0.66688 | 0.0050993 | 0 | 0.24805 | 0 | 0 | 1400.4774 | 0 | 0 | 0 | 7043.2158 | 149 | 23 | Fall
2018-05-30 | 2.6201 | 950.3577 | 86.5178 | 678.0814 | 881.7766 | 0 | 1.5342 | 363.1014 | 279.5264 | 188.3647 | 1505.9626 | 0 | 0.392 | 0.0056614 | 0 | 0.14581 | 0 | 0 | 1475.5166 | 0 | 0 | 0 | 6413.9031 | 150 | 0 | Winter
2018-05-30 01:00 | 3.9354 | 819.6222 | 79.3878 | 524.4062 | 866.4894 | 0 | 1.4817 | 326.2254 | 269.5294 | 169.0727 | 1478.1875 | 0 | 0.25584 | 0.0062762 | 0 | 0.095162 | 0 | 0 | 1509.8231 | 0 | 0 | 0 | 6048.5181 | 150 | 1 | Winter
2018-05-30 02:00 | 7.2139 | 691.6896 | 77.7954 | 466.2048 | 859.3706 | 0 | 1.9342 | 323.867 | 266.5707 | 159.7721 | 1447.029 | 0 | 0.12146 | 0.0062303 | 0 | 0.04518 | 0 | 0 | 1547.6443 | 0 | 0 | 0 | 5849.2645 | 150 | 2 | Winter
2018-05-30 03:00 | 11.1319 | 601.3846 | 77.7954 | 451.7566 | 860.1968 | 0 | 2.4716 | 344.4626 | 267.699 | 162.4221 | 1412.9785 | 0 | 0.15983 | 0.0061968 | 0 | 0.05945 | 0 | 0 | 1566.6137 | 0 | 0 | 0 | 5759.1382 | 150 | 3 | Winter
2018-05-30 04:00 | 18.2081 | 495.0804 | 77.9774 | 531.2027 | 878.3651 | 0 | 3.7326 | 375.8231 | 278.346 | 189.9767 | 1415.3208 | 0 | 0.088501 | 0.0061808 | 0 | 0.032919 | 0 | 0 | 1624.7301 | 0 | 0 | 0 | 5888.8906 | 150 | 4 | Winter
2018-05-30 05:00 | 24.5117 | 420.6965 | 88.8404 | 781.2174 | 904.6067 | 0 | 6.1422 | 472.1883 | 272.0735 | 237.5805 | 1476.3328 | 0 | 0.36093 | 0.0061174 | 0 | 0.13425 | 0 | 0 | 1698.072 | 0 | 0 | 0 | 6382.7634 | 150 | 5 | Winter
2018-05-30 06:00 | 24.5766 | 421.0683 | 173.4324 | 1101.5179 | 961.1937 | 0 | 18.5486 | 647.6663 | 198.974 | 315.2601 | 1786.7213 | 0 | 0.94643 | 0.0060992 | 0 | 0.35203 | 0 | 0 | 1710.2277 | 0 | 0 | 0 | 7360.4913 | 150 | 6 | Winter
2018-05-30 07:00 | 21.9201 | 528.2269 | 234.6886 | 1297.3071 | 1032.784 | 0 | 11.1706 | 873.7032 | 279.4269 | 428.4518 | 2024.559 | 0 | 1.706 | 0.0053691 | 0 | 0.63456 | 0 | 0 | 1732.5819 | 0 | 0 | 0 | 8467.166 | 150 | 7 | Winter
2018-05-30 08:00 | 14.9566 | 698.1832 | 231.4108 | 1330.4508 | 1075.6139 | 0 | 6.8246 | 1112.4663 | 369.9993 | 640.2702 | 2265.9667 | 0 | 1.9019 | 0.0053526 | 0 | 0.70742 | 0 | 0 | 1854.2225 | 0 | 0 | 0 | 9602.9796 | 150 | 8 | Winter
2018-05-30 09:00 | 11.1632 | 918.5344 | 222.1442 | 1358.5343 | 1100.6473 | 0 | 4.9577 | 1344.4883 | 426.9046 | 738.9875 | 2476.1416 | 0 | 1.7717 | 0.0054205 | 0 | 0.659 | 0 | 0 | 1933.3736 | 0 | 0 | 0 | 10538.3128 | 150 | 9 | Winter
2018-05-30 10:00 | 9.2478 | 1158.0125 | 209.0296 | 1408.0732 | 1101.3462 | 0 | 3.5434 | 1554.0205 | 454.7857 | 788.4112 | 2638.4569 | 0 | 2.0287 | 0.005543 | 0 | 0.75458 | 0 | 0 | 1947.0237 | 0 | 0 | 0 | 11274.7395 | 150 | 10 | Winter
2018-05-30 11:00 | 6.2902 | 1404.0657 | 192.5953 | 1393.3034 | 1103.5651 | 0 | 2.5913 | 1708.2169 | 462.2038 | 811.4359 | 2687.2316 | 0 | 2.5213 | 0.00557 | 0 | 0.93781 | 0 | 0 | 1993.28 | 0 | 0 | 0 | 11768.2439 | 150 | 11 | Winter
2018-05-30 12:00 | 6.2295 | 1662.9604 | 183.6019 | 1325.8672 | 1109.4482 | 0 | 2.1037 | 1790.0846 | 458.607 | 801.3376 | 2665.233 | 0 | 2.8983 | 0.0055376 | 0 | 1.078 | 0 | 0 | 2018.4254 | 0 | 0 | 0 | 12027.8805 | 150 | 12 | Winter
2018-05-30 13:00 | 4.1837 | 1879.5133 | 175.821 | 1143.8217 | 1076.645 | 0 | 2.1723 | 1780.3871 | 444.7941 | 767.9798 | 2587.6906 | 0 | 2.9541 | 0.0055266 | 0 | 1.0988 | 0 | 0 | 2030.6738 | 0 | 0 | 0 | 11897.7409 | 150 | 13 | Winter
2018-05-30 14:00 | 4.4177 | 2071.4016 | 176.8072 | 1129.9586 | 1063.6635 | 0 | 2.3216 | 1724.5751 | 418.3252 | 728.0928 | 2454.409 | 0 | 3.3923 | 0.0055684 | 0 | 1.2618 | 0 | 0 | 2046.1566 | 0 | 0 | 0 | 11824.7886 | 150 | 14 | Winter
2018-05-30 15:00 | 3.6808 | 2265.4208 | 192.8737 | 1220.8448 | 1106.2199 | 0 | 2.4361 | 1670.1913 | 385.0426 | 701.9471 | 2323.7506 | 0 | 4.6352 | 0.0063923 | 0 | 1.7241 | 0 | 0 | 2016.9203 | 0 | 0 | 0 | 11895.6939 | 150 | 15 | Winter
2018-05-30 16:00 | 3.269 | 2466.8511 | 221.0488 | 1358.5582 | 1186.2772 | 0 | 2.5869 | 1590.8928 | 352.7135 | 564.3918 | 2226.2753 | 0 | 6.0043 | 0.005644 | 0 | 2.2333 | 0 | 0 | 1920.0044 | 0 | 0 | 0 | 11901.1123 | 150 | 16 | Winter
2018-05-30 17:00 | 2.9787 | 2604.6348 | 266.7162 | 1616.0087 | 1283.2284 | 0 | 2.9354 | 1450.5705 | 320.485 | 543.8954 | 2145.2711 | 0 | 6.944 | 0.0056839 | 0 | 2.5829 | 0 | 0 | 1779.7919 | 0 | 0 | 0 | 12026.0486 | 150 | 17 | Winter
2018-05-30 18:00 | 2.6156 | 2559.0694 | 326.429 | 1681.835 | 1305.5531 | 0 | 3.4115 | 1269.8525 | 293.9396 | 525.0839 | 1939.6489 | 0 | 5.0721 | 0.0056382 | 0 | 1.8866 | 0 | 0 | 1681.1242 | 0 | 0 | 0 | 11595.527 | 150 | 18 | Winter
2018-05-30 19:00 | 2.6255 | 2346.4908 | 421.9133 | 1611.8207 | 1268.5071 | 0 | 3.9914 | 1033.5264 | 271.3793 | 488.1399 | 1847.6458 | 0 | 2.7071 | 0.0056802 | 0 | 1.0069 | 0 | 0 | 1659.7447 | 0 | 0 | 0 | 10959.5046 | 150 | 19 | Winter
2018-05-30 20:00 | 3.11 | 2006.2699 | 558.6622 | 1569.2267 | 1218.64 | 0 | 2.615 | 784.7758 | 382.421 | 402.7933 | 1751.3338 | 0 | 2.091 | 0.0056532 | 0 | 0.77776 | 0 | 0 | 1653.6628 | 0 | 0 | 0 | 10336.3848 | 150 | 20 | Winter
2018-05-30 21:00 | 3.8854 | 1745.9486 | 621.362 | 1499.4558 | 1151.2078 | 0 | 1.2377 | 604.5417 | 387.4343 | 321.6928 | 1664.7943 | 0 | 1.5482 | 0.0055525 | 0 | 0.57587 | 0 | 0 | 1596.5358 | 0 | 0 | 0 | 9600.2257 | 150 | 21 | Winter
2018-05-30 22:00 | 4.9676 | 1503.2166 | 355.2629 | 1275.2513 | 993.9167 | 0 | 0.44981 | 524.7311 | 334.9043 | 263.8035 | 1608.5029 | 0 | 1.0151 | 0.0054848 | 0 | 0.37756 | 0 | 0 | 1554.6498 | 0 | 0 | 0 | 8421.0546 | 150 | 22 | Winter
2018-05-30 23:00 | 6.1669 | 1291.1208 | 135.6213 | 936.7802 | 911.4663 | 0 | 0.75225 | 470.3552 | 299.0758 | 227.9076 | 1571.4723 | 0 | 0.7235 | 0.0053021 | 0 | 0.26911 | 0 | 0 | 1520.5457 | 0 | 0 | 0 | 7372.2621 | 150 | 23 | Winter
2018-05-31 | 8.0042 | 1123.0179 | 86.4852 | 678.7187 | 881.7921 | 0 | 0.98898 | 395.1061 | 280.3765 | 189.9858 | 1505.1196 | 0 | 0.40217 | 0.0058979 | 0 | 0.14959 | 0 | 0 | 1513.7822 | 0 | 0 | 0 | 6663.9349 | 151 | 0 | Summer
2018-05-31 01:00 | 10.295 | 1002.4338 | 79.3449 | 542.5238 | 866.2914 | 0 | 0.92123 | 354.4793 | 269.4236 | 169.2548 | 1473.7262 | 0 | 0.26234 | 0.0057986 | 0 | 0.097578 | 0 | 0 | 1550.3706 | 0 | 0 | 0 | 6319.4302 | 151 | 1 | Summer
2018-05-31 02:00 | 15.2729 | 857.8829 | 77.7954 | 456.6563 | 859.2579 | 0 | 1.3841 | 352.9249 | 266.5045 | 160.2604 | 1441.5905 | 0 | 0.12352 | 0.0057326 | 0 | 0.045946 | 0 | 0 | 1575.4695 | 0 | 0 | 0 | 6065.1745 | 151 | 2 | Summer
2018-05-31 03:00 | 18.3505 | 749.4114 | 77.7954 | 453.241 | 860.1256 | 0 | 1.8587 | 365.821 | 267.7548 | 163.0379 | 1406.1367 | 0 | 0.16139 | 0.0056356 | 0 | 0.06003 | 0 | 0 | 1581.5949 | 0 | 0 | 0 | 5945.355 | 151 | 3 | Summer
2018-05-31 04:00 | 24.5027 | 648.652 | 77.949 | 520.9051 | 878.2732 | 0 | 2.6468 | 400.0337 | 278.5034 | 189.9149 | 1407.606 | 0 | 0.088149 | 0.0063851 | 0 | 0.032788 | 0 | 0 | 1618.9561 | 0 | 0 | 0 | 6048.0702 | 151 | 4 | Summer
2018-05-31 05:00 | 28.852 | 577.993 | 88.8482 | 763.2408 | 904.7792 | 0 | 4.9412 | 504.2815 | 261.0662 | 238.6771 | 1468.3202 | 0 | 0.35958 | 0.0064058 | 0 | 0.13375 | 0 | 0 | 1689.47 | 0 | 0 | 0 | 6530.9692 | 151 | 5 | Summer
2018-05-31 06:00 | 29.033 | 582.9355 | 175.4698 | 1136.9439 | 961.6738 | 0 | 19.2423 | 694.0052 | 200.436 | 316.2302 | 1779.6201 | 0 | 0.93646 | 0.0056976 | 0 | 0.34833 | 0 | 0 | 1691.5967 | 0 | 0 | 0 | 7588.477 | 151 | 6 | Summer
2018-05-31 07:00 | 28.8997 | 699.3707 | 239.4122 | 1287.1579 | 1034.66 | 0 | 11.3969 | 925.8616 | 282.4932 | 428.5074 | 2017.8965 | 0 | 1.6781 | 0.0050219 | 0 | 0.62418 | 0 | 0 | 1704.1618 | 0 | 0 | 0 | 8662.1252 | 151 | 7 | Summer
2018-05-31 08:00 | 23.3925 | 866.8889 | 234.4052 | 1309.1481 | 1077.0671 | 0 | 7.5672 | 1144.6308 | 373.2298 | 639.1113 | 2257.9883 | 0 | 1.8839 | 0.00499 | 0 | 0.70075 | 0 | 0 | 1835.9276 | 0 | 0 | 0 | 9771.9463 | 151 | 8 | Summer
2018-05-31 09:00 | 19.1824 | 1093.0864 | 220.1035 | 1321.9156 | 1099.7274 | 0 | 5.0151 | 1379.3469 | 427.9351 | 738.244 | 2464.3516 | 0 | 1.7643 | 0.0057237 | 0 | 0.65625 | 0 | 0 | 1925.6803 | 0 | 0 | 0 | 10697.0145 | 151 | 9 | Summer
2018-05-31 10:00 | 14.5189 | 1304.9379 | 205.896 | 1352.5167 | 1099.1799 | 0 | 3.4469 | 1586.0321 | 454.9391 | 789.0562 | 2619.0307 | 0 | 2.0173 | 0.0057691 | 0 | 0.75034 | 0 | 0 | 1936.3821 | 0 | 0 | 0 | 11368.7099 | 151 | 10 | Summer
2018-05-31 11:00 | 8.3208 | 1533.1131 | 189.7808 | 1335.6134 | 1100.7237 | 0 | 2.3855 | 1762.2351 | 462.2158 | 809.2623 | 2659.1363 | 0 | 2.4653 | 0.0057668 | 0 | 0.917 | 0 | 0 | 1948.474 | 0 | 0 | 0 | 11814.649 | 151 | 11 | Summer
2018-05-31 12:00 | 7.3191 | 1777.4144 | 182.4735 | 1296.2429 | 1108.182 | 0 | 1.9704 | 1860.7477 | 458.611 | 799.0345 | 2631.5079 | 0 | 2.8337 | 0.0057677 | 0 | 1.054 | 0 | 0 | 1973.6157 | 0 | 0 | 0 | 12101.0127 | 151 | 12 | Summer
2018-05-31 13:00 | 4.2854 | 2030.4725 | 176.0894 | 1161.7095 | 1076.7411 | 0 | 1.9679 | 1897.4952 | 444.7978 | 767.7753 | 2553.0501 | 0 | 2.9044 | 0.0057999 | 0 | 1.0803 | 0 | 0 | 1996.5949 | 0 | 0 | 0 | 12114.9697 | 151 | 13 | Summer
2018-05-31 14:00 | 3.2909 | 2294.4853 | 177.6553 | 1152.553 | 1064.0261 | 0 | 1.87 | 1887.2468 | 418.3259 | 726.7975 | 2424.9496 | 0 | 3.3164 | 0.005849 | 0 | 1.2336 | 0 | 0 | 2000.2464 | 0 | 0 | 0 | 12156.0029 | 151 | 14 | Summer
2018-05-31 15:00 | 2.36 | 2507.338 | 193.2607 | 1211.8785 | 1106.4889 | 0 | 1.7821 | 1820.4024 | 385.0428 | 702.1172 | 2305.3861 | 0 | 4.5377 | 0.0059499 | 0 | 1.6879 | 0 | 0 | 1974.4555 | 0 | 0 | 0 | 12216.7439 | 151 | 15 | Summer
2018-05-31 16:00 | 1.8456 | 2610.2652 | 221.0777 | 1375.2989 | 1186.7508 | 0 | 2.102 | 1674.1094 | 352.7128 | 562.6457 | 2218.8984 | 0 | 5.9136 | 0.0061385 | 0 | 2.1996 | 0 | 0 | 1891.0052 | 0 | 0 | 0 | 12104.831 | 151 | 16 | Summer
2018-05-31 17:00 | 1.4919 | 2635.7576 | 268.4425 | 1606.0149 | 1284.5917 | 0 | 2.5337 | 1486.9591 | 320.4859 | 543.1141 | 2147.8031 | 0 | 6.9239 | 0.0054496 | 0 | 2.5754 | 0 | 0 | 1774.6413 | 0 | 0 | 0 | 12081.3404 | 151 | 17 | Summer
2018-05-31 18:00 | 1.7609 | 2527.0632 | 326.1917 | 1668.6269 | 1306.335 | 0 | 3.363 | 1274.4574 | 293.9385 | 522.0153 | 1949.5547 | 0 | 5.0757 | 0.0055103 | 0 | 1.888 | 0 | 0 | 1682.5764 | 0 | 0 | 0 | 11562.8521 | 151 | 18 | Summer
2018-05-31 19:00 | 2.6305 | 2283.3065 | 422.9978 | 1585.7813 | 1270.4394 | 0 | 4.8852 | 1021.5295 | 271.3593 | 488.0566 | 1862.2369 | 0 | 2.7861 | 0.0056796 | 0 | 1.0363 | 0 | 0 | 1708.2954 | 0 | 0 | 0 | 10925.3466 | 151 | 19 | Summer
2018-05-31 20:00 | 4.0952 | 1947.3122 | 558.777 | 1569.1831 | 1219.1246 | 0 | 4.7216 | 781.5965 | 381.5406 | 400.7535 | 1767.361 | 0 | 2.1875 | 0.0057045 | 0 | 0.81365 | 0 | 0 | 1729.8892 | 0 | 0 | 0 | 10367.3614 | 151 | 20 | Summer
2018-05-31 21:00 | 6.2117 | 1680.2902 | 621.2126 | 1491.464 | 1152.3437 | 0 | 2.6628 | 607.6358 | 384.679 | 320.1825 | 1678.2702 | 0 | 1.5929 | 0.0055423 | 0 | 0.5925 | 0 | 0 | 1642.7394 | 0 | 0 | 0 | 9589.8829 | 151 | 21 | Summer
2018-05-31 22:00 | 8.8456 | 1410.9017 | 359.7592 | 1283.5751 | 996.1252 | 0 | 2.1106 | 518.9831 | 331.3634 | 263.8845 | 1615.7561 | 0 | 1.0368 | 0.005433 | 0 | 0.38563 | 0 | 0 | 1587.8555 | 0 | 0 | 0 | 8380.5878 | 151 | 22 | Summer
2018-05-31 23:00 | 10.8551 | 1156.654 | 136.4672 | 933.0896 | 911.7221 | 0 | 2.5745 | 448.6426 | 297.3906 | 226.4128 | 1570.2167 | 0 | 0.74111 | 0.0060811 | 0 | 0.27566 | 0 | 0 | 1556.8246 | 0 | 0 | 0 | 7251.8725 | 151 | 23 | Summer
2018-06-01 | 13.4873 | 955.6117 | 82.8022 | 665.8493 | 864.908 | 0 | 2.9533 | 364.5611 | 279.9786 | 189.1258 | 1499.6921 | 0 | 0.42358 | 0.0058068 | 0 | 0.15755 | 0 | 0 | 1594.2902 | 0 | 0 | 0 | 6513.8466 | 152 | 0 | Winter
2018-06-01 01:00 | 15.447 | 804.0346 | 75.9727 | 532.1567 | 858.7702 | 0 | 2.2892 | 321.4687 | 269.2631 | 168.1448 | 1478.7407 | 0 | 0.27044 | 0.0057353 | 0 | 0.10059 | 0 | 0 | 1598.5944 | 0 | 0 | 0 | 6125.2587 | 152 | 1 | Winter
2018-06-01 02:00 | 22.0361 | 659.2125 | 74.3718 | 464.506 | 854.8333 | 0 | 2.8108 | 313.8119 | 266.4351 | 159.5382 | 1445.3137 | 0 | 0.12703 | 0.005734 | 0 | 0.04725 | 0 | 0 | 1622.8877 | 0 | 0 | 0 | 5885.9371 | 152 | 2 | Winter
2018-06-01 03:00 | 30.2228 | 542.2716 | 74.3718 | 463.7094 | 856.6636 | 0 | 3.6144 | 317.4331 | 267.7569 | 160.4044 | 1409.2703 | 0 | 0.1656 | 0.0063303 | 0 | 0.061597 | 0 | 0 | 1618.8943 | 0 | 0 | 0 | 5744.846 | 152 | 3 | Winter
2018-06-01 04:00 | 47.4888 | 418.7483 | 74.4973 | 539.5452 | 870.0917 | 0 | 6.0936 | 337.8681 | 278.5651 | 188.0345 | 1411.641 | 0 | 0.090366 | 0.0064872 | 0 | 0.033613 | 0 | 0 | 1660.8659 | 0 | 0 | 0 | 5833.5699 | 152 | 4 | Winter
2018-06-01 05:00 | 63.3159 | 332.7528 | 84.9133 | 765.3923 | 884.8161 | 0 | 12.3595 | 418.8924 | 254.0107 | 236.9343 | 1471.3644 | 0 | 0.36949 | 0.0064257 | 0 | 0.13744 | 0 | 0 | 1736.8795 | 0 | 0 | 0 | 6262.1445 | 152 | 5 | Winter
2018-06-01 06:00 | 59.6884 | 319.9147 | 169.153 | 1138.589 | 906.3102 | 0 | 34.2964 | 577.1284 | 200.6317 | 311.061 | 1781.3974 | 0 | 0.95939 | 0.0057555 | 0 | 0.35685 | 0 | 0 | 1733.7087 | 0 | 0 | 0 | 7233.2009 | 152 | 6 | Winter
2018-06-01 07:00 | 42.2561 | 372.4853 | 230.4431 | 1276.5636 | 949.0747 | 0 | 19.1067 | 760.0921 | 282.7219 | 423.9185 | 2020.5106 | 0 | 1.7449 | 0.0058119 | 0 | 0.64902 | 0 | 0 | 1771.936 | 0 | 0 | 0 | 8151.5082 | 152 | 7 | Winter
2018-06-01 08:00 | 22.8816 | 448.81 | 220.0711 | 1267.3009 | 986.5213 | 0 | 9.1857 | 922.7554 | 373.5291 | 633.6546 | 2263.4399 | 0 | 1.9365 | 0.0058166 | 0 | 0.72028 | 0 | 0 | 1887.7896 | 0 | 0 | 0 | 9038.6019 | 152 | 8 | Winter
2018-06-01 09:00 | 12.0608 | 577.0008 | 206.042 | 1291.9498 | 1008.4903 | 0 | 4.345 | 1102.9037 | 428.1539 | 731.4344 | 2475.5218 | 0 | 1.7993 | 0.0057727 | 0 | 0.66928 | 0 | 0 | 1963.3246 | 0 | 0 | 0 | 9803.7015 | 152 | 9 | Winter
2018-06-01 10:00 | 6.1599 | 763.2093 | 193.0577 | 1346.4251 | 1009.5792 | 0 | 2.1494 | 1305.0983 | 455.0525 | 784.3489 | 2639.1871 | 0 | 2.0561 | 0.0058404 | 0 | 0.76477 | 0 | 0 | 1973.2568 | 0 | 0 | 0 | 10480.3508 | 152 | 10 | Winter
2018-06-01 11:00 | 2.4574 | 953.683 | 179.3005 | 1357.8036 | 1011.2637 | 0 | 1.3081 | 1441.7018 | 462.2472 | 804.1009 | 2690.1353 | 0 | 2.5103 | 0.0059113 | 0 | 0.93373 | 0 | 0 | 1984.1794 | 0 | 0 | 0 | 10891.6308 | 152 | 11 | Winter
2018-06-01 12:00 | 2.431 | 1160.7614 | 173.1194 | 1313.1987 | 1018.7227 | 0 | 1.0627 | 1501.7391 | 458.6161 | 796.3096 | 2668.8029 | 0 | 2.8638 | 0.0058904 | 0 | 1.0652 | 0 | 0 | 1994.5161 | 0 | 0 | 0 | 11093.2146 | 152 | 12 | Winter
2018-06-01 13:00 | 0.42251 | 1377.6468 | 166.6701 | 1208.0525 | 990.0811 | 0 | 1.2198 | 1521.507 | 444.7996 | 764.8827 | 2591.1365 | 0 | 2.8865 | 0.0058128 | 0 | 1.0737 | 0 | 0 | 1984.2831 | 0 | 0 | 0 | 11054.6675 | 152 | 13 | Winter
2018-06-01 14:00 | 0.33205 | 1644.1957 | 168.5242 | 1168.7633 | 979.846 | 0 | 1.2264 | 1530.7868 | 418.3241 | 723.2334 | 2458.6795 | 0 | 3.2482 | 0.0058133 | 0 | 1.2082 | 0 | 0 | 1958.9872 | 0 | 0 | 0 | 11057.3609 | 152 | 14 | Winter
2018-06-01 15:00 | 0.092927 | 1929.0102 | 181.5484 | 1202.2014 | 1016.4167 | 0 | 1.1792 | 1497.9802 | 385.0424 | 701.0027 | 2330.3807 | 0 | 4.3964 | 0.0057972 | 0 | 1.6353 | 0 | 0 | 1913.0579 | 0 | 0 | 0 | 11163.9503 | 152 | 15 | Winter
2018-06-01 16:00 | 0.028189 | 2158.0522 | 208.341 | 1371.5581 | 1088.6714 | 0 | 1.1827 | 1412.4886 | 352.7127 | 560.6889 | 2231.4381 | 0 | 6.5321 | 0.0066905 | 0 | 2.4297 | 0 | 0 | 2089.0346 | 0 | 0 | 0 | 11483.1649 | 152 | 16 | Winter
2018-06-01 17:00 | 0.077685 | 2308.5508 | 251.7646 | 1601.3664 | 1159.9423 | 0 | 1.6553 | 1273.3025 | 320.4995 | 543.069 | 2150.4236 | 0 | 6.7467 | 0.0058585 | 0 | 2.5095 | 0 | 0 | 1729.2284 | 0 | 0 | 0 | 11349.1422 | 152 | 17 | Winter
2018-06-01 18:00 | 0.032942 | 2201.5505 | 302.7956 | 1645.8063 | 1156.6895 | 0 | 2.4534 | 1065.7594 | 293.9528 | 522.0645 | 1942.5304 | 0 | 5.0025 | 0.0051537 | 0 | 1.8607 | 0 | 0 | 1658.0606 | 0 | 0 | 0 | 10798.5643 | 152 | 18 | Winter
2018-06-01 19:00 | 0.11718 | 1916.637 | 381.7915 | 1658.8629 | 1117.957 | 0 | 3.3471 | 837.4628 | 271.3546 | 486.2392 | 1847.9887 | 0 | 2.7446 | 0.005973 | 0 | 1.0209 | 0 | 0 | 1682.7345 | 0 | 0 | 0 | 10208.2639 | 152 | 19 | Winter
2018-06-01 20:00 | 0.20568 | 1561.1989 | 499.7061 | 1567.4234 | 1068.3436 | 0 | 2.0726 | 620.1947 | 377.7091 | 401.4666 | 1750.3133 | 0 | 2.1074 | 0.0058438 | 0 | 0.78388 | 0 | 0 | 1666.7455 | 0 | 0 | 0 | 9518.2767 | 152 | 20 | Winter
2018-06-01 21:00 | 0.817 | 1286.4257 | 564.0167 | 1489.4699 | 1019.6425 | 0 | 1.5678 | 478.4525 | 384.597 | 319.6468 | 1662.5902 | 0 | 1.542 | 0.0051585 | 0 | 0.57356 | 0 | 0 | 1590.2707 | 0 | 0 | 0 | 8799.6174 | 152 | 21 | Winter
2018-06-01 22:00 | 2.147 | 1044.7046 | 336.2777 | 1294.8707 | 914.0253 | 0 | 1.1859 | 412.0129 | 331.1797 | 262.0438 | 1606.9977 | 0 | 0.80963 | 0.0041467 | 0 | 0.30115 | 0 | 0 | 1239.7395 | 0 | 0 | 0 | 7446.2997 | 152 | 22 | Winter
2018-06-01 23:00 | 4.8991 | 864.216 | 131.8561 | 925.1651 | 873.5623 | 0 | 1.8566 | 374.7405 | 297.0686 | 226.046 | 1570.7655 | 0 | 0.72354 | 0.0058452 | 0 | 0.26913 | 0 | 0 | 1520.049 | 0 | 0 | 0 | 6791.2232 | 152 | 23 | Winter
2018-06-02 | 7.5952 | 754.4133 | 83.0875 | 680.2362 | 864.9377 | 0 | 2.3504 | 316.6674 | 279.5245 | 188.9765 | 1506.1533 | 0 | 0.39702 | 0.00574 | 0 | 0.14768 | 0 | 0 | 1518.0594 | 0 | 0 | 0 | 6202.5518 | 153 | 0 | Fall
2018-06-02 01:00 | 10.1097 | 636.742 | 75.9396 | 521.1794 | 858.8967 | 0 | 2.326 | 321.6942 | 255.9752 | 158.2085 | 1557.1641 | 0 | 0.25337 | 0.0056411 | 0 | 0.094242 | 0 | 0 | 1516.3732 | 0 | 0 | 0 | 5914.9618 | 153 | 1 | Fall
2018-06-02 02:00 | 16.6576 | 535.8083 | 74.1733 | 455.4872 | 854.7728 | 0 | 2.9855 | 307.9031 | 250.1968 | 160.3191 | 1530.9542 | 0 | 0.11924 | 0.005694 | 0 | 0.044353 | 0 | 0 | 1546.7483 | 0 | 0 | 0 | 5736.1754 | 153 | 2 | Fall
2018-06-02 03:00 | 23.1025 | 458.3228 | 74.1733 | 445.3745 | 856.6391 | 0 | 3.6933 | 317.8968 | 248.3003 | 174.5928 | 1497.1429 | 0 | 0.15679 | 0.0057368 | 0 | 0.058321 | 0 | 0 | 1557.7159 | 0 | 0 | 0 | 5657.1751 | 153 | 3 | Fall
2018-06-02 04:00 | 34.4216 | 377.0265 | 74.4449 | 456.4134 | 872.9964 | 0 | 4.831 | 332.858 | 250.4716 | 187.6236 | 1449.9068 | 0 | 0.085681 | 0.0057229 | 0 | 0.03187 | 0 | 0 | 1596.5949 | 0 | 0 | 0 | 5637.7119 | 153 | 4 | Fall
2018-06-02 05:00 | 39.473 | 310.0196 | 80.6132 | 524.5996 | 892.0528 | 0 | 7.4752 | 363.6642 | 200.8748 | 215.8463 | 1396.508 | 0 | 0.34719 | 0.0056737 | 0 | 0.12914 | 0 | 0 | 1653.2606 | 0 | 0 | 0 | 5684.8694 | 153 | 5 | Fall
2018-06-02 06:00 | 38.4448 | 294.0949 | 119.0511 | 740.6376 | 906.0672 | 0 | 27.1836 | 442.4208 | 109.2504 | 264.9703 | 1505.2127 | 0 | 0.90556 | 0.0056788 | 0 | 0.33683 | 0 | 0 | 1656.9146 | 0 | 0 | 0 | 6105.496 | 153 | 6 | Fall
2018-06-02 07:00 | 33.7552 | 365.2688 | 184.3203 | 1033.5728 | 935.5588 | 0 | 18.6146 | 529.1132 | 144.6223 | 303.608 | 1486.0485 | 0 | 1.6799 | 0.0056349 | 0 | 0.62485 | 0 | 0 | 1727.4489 | 0 | 0 | 0 | 6764.2418 | 153 | 7 | Fall
2018-06-02 08:00 | 23.6742 | 512.3893 | 237.0666 | 1325.6859 | 990.5598 | 0 | 11.8055 | 636.2208 | 189.3831 | 426.6546 | 1459.9881 | 0 | 1.8037 | 0.004892 | 0 | 0.67089 | 0 | 0 | 1779.9237 | 0 | 0 | 0 | 7595.8311 | 153 | 8 | Fall
2018-06-02 09:00 | 17.6557 | 680.9694 | 256.0221 | 1478.3405 | 1022.3875 | 0 | 7.8513 | 784.1281 | 216.2907 | 480.9663 | 1471.5645 | 0 | 1.674 | 0.0055665 | 0 | 0.62268 | 0 | 0 | 1849.6386 | 0 | 0 | 0 | 8268.117 | 153 | 9 | Fall
2018-06-02 10:00 | 10.9647 | 875.1767 | 248.9699 | 1531.8704 | 1025.6842 | 0 | 5.1255 | 934.1654 | 230.3457 | 515.9844 | 1533.5512 | 0 | 1.8914 | 0.0054764 | 0 | 0.70352 | 0 | 0 | 1837.7286 | 0 | 0 | 0 | 8752.1672 | 153 | 10 | Fall
2018-06-02 11:00 | 6.5944 | 1079.373 | 228.5454 | 1496.1801 | 1029.8762 | 0 | 4.2488 | 1057.3009 | 237.352 | 552.5167 | 1574.19 | 0 | 2.2853 | 0.0055159 | 0 | 0.85003 | 0 | 0 | 1828.415 | 0 | 0 | 0 | 9097.7332 | 153 | 11 | Fall
2018-06-02 12:00 | 5.4166 | 1299.9473 | 217.9778 | 1511.1827 | 1038.1489 | 0 | 1.8667 | 1136.005 | 239.1115 | 572.1706 | 1597.9018 | 0 | 2.6128 | 0.005482 | 0 | 0.97187 | 0 | 0 | 1842.4412 | 0 | 0 | 0 | 9465.7601 | 153 | 12 | Fall
2018-06-02 13:00 | 5.6648 | 1541.1861 | 211.144 | 1438.9914 | 1010.2716 | 0 | 2.8979 | 1178.0273 | 238.5164 | 587.3506 | 1609.9614 | 0 | 2.6277 | 0.0053923 | 0 | 0.97739 | 0 | 0 | 1830.2296 | 0 | 0 | 0 | 9657.8515 | 153 | 13 | Fall
2018-06-02 14:00 | 6.23 | 1782.6896 | 215.3591 | 1358.4733 | 1000.1582 | 0 | 3.1303 | 1194.6151 | 234.9383 | 589.9314 | 1631.1355 | 0 | 3.0004 | 0.0054219 | 0 | 1.116 | 0 | 0 | 1834.6547 | 0 | 0 | 0 | 9855.4374 | 153 | 14 | Fall
2018-06-02 15:00 | 6.5644 | 2004.2723 | 224.594 | 1357.0112 | 1039.1189 | 0 | 3.2496 | 1196.6071 | 229.9111 | 581.4124 | 1678.883 | 0 | 4.0479 | 0.0054578 | 0 | 1.5057 | 0 | 0 | 1786.3475 | 0 | 0 | 0 | 10113.5304 | 153 | 15 | Fall
2018-06-02 16:00 | 7.6914 | 2180.0103 | 243.8054 | 1521.2053 | 1112.5776 | 0 | 3.5519 | 1160.3037 | 225.8078 | 488.4792 | 1741.6208 | 0 | 5.3807 | 0.0054637 | 0 | 2.0014 | 0 | 0 | 1745.0885 | 0 | 0 | 0 | 10437.5295 | 153 | 16 | Fall
2018-06-02 17:00 | 8.0781 | 2269.8134 | 274.2899 | 1694.4257 | 1180.7751 | 0 | 4.2053 | 1066.8954 | 223.5492 | 477.2825 | 1803.5482 | 0 | 6.3096 | 0.0055062 | 0 | 2.3469 | 0 | 0 | 1640.8718 | 0 | 0 | 0 | 10652.3966 | 153 | 17 | Fall
2018-06-02 18:00 | 9.7244 | 2122.1351 | 315.682 | 1690.5528 | 1169.2907 | 0 | 4.0822 | 931.5878 | 222.7556 | 449.1983 | 1709.4431 | 0 | 4.7419 | 0.0055561 | 0 | 1.7638 | 0 | 0 | 1594.8428 | 0 | 0 | 0 | 10225.8062 | 153 | 18 | Fall
2018-06-02 19:00 | 9.8642 | 1852.7964 | 394.8475 | 1639.7927 | 1128.4344 | 0 | 4.5452 | 774.8622 | 223.1318 | 410.3488 | 1699.4077 | 0 | 2.6715 | 0.0056505 | 0 | 0.9937 | 0 | 0 | 1662.9003 | 0 | 0 | 0 | 9804.602 | 153 | 19 | Fall
2018-06-02 20:00 | 8.6717 | 1546.0442 | 515.0592 | 1529.852 | 1075.516 | 0 | 5.2599 | 628.8851 | 335.1038 | 359.9891 | 1680.8259 | 0 | 2.0961 | 0.0057595 | 0 | 0.77965 | 0 | 0 | 1683.1507 | 0 | 0 | 0 | 9371.2391 | 153 | 20 | Fall
2018-06-02 21:00 | 8.5424 | 1292.4076 | 587.8132 | 1430.7463 | 1026.8585 | 0 | 3.1836 | 505.2614 | 359.3392 | 308.9552 | 1637.0345 | 0 | 1.5416 | 0.0057415 | 0 | 0.57342 | 0 | 0 | 1614.134 | 0 | 0 | 0 | 8776.3966 | 153 | 21 | Fall
2018-06-02 22:00 | 8.3019 | 1066.8321 | 368.9873 | 1242.6996 | 918.7379 | 0 | 2.265 | 434.14 | 310.6487 | 247.29 | 1581.5595 | 0 | 0.99155 | 0.0057567 | 0 | 0.36882 | 0 | 0 | 1541.3468 | 0 | 0 | 0 | 7724.1749 | 153 | 22 | Fall
2018-06-02 23:00 | 9.292 | 864.5632 | 142.4141 | 955.481 | 872.3058 | 0 | 2.9302 | 381.5006 | 276.083 | 198.9285 | 1542.7824 | 0 | 0.70676 | 0.0057617 | 0 | 0.26288 | 0 | 0 | 1508.2073 | 0 | 0 | 0 | 6755.4634 | 153 | 23 | Fall
2018-06-03 | 10.9673 | 715.2085 | 85.6846 | 688.3131 | 863.3918 | 0 | 3.2437 | 336.9963 | 262.7998 | 168.8375 | 1547.7876 | 0 | 1.0005 | 0.0064373 | 0 | 0.37216 | 0 | 0 | 1154.5261 | 0 | 0 | 0 | 5839.1357 | 154 | 0 | Fall
2018-06-03 01:00 | 13.4532 | 607.0874 | 76.4865 | 544.951 | 856.9115 | 0 | 2.1512 | 298.4941 | 246.2238 | 159.9408 | 1436.644 | 0 | 0.40872 | 0.0079273 | 0 | 0.15203 | 0 | 0 | 1191.9705 | 0 | 0 | 0 | 5434.8827 | 154 | 1 | Fall
2018-06-03 02:00 | 18.7194 | 505.5327 | 74.1733 | 471.9739 | 853.482 | 0 | 2.9496 | 292.8292 | 241.1178 | 162.5597 | 1430.7921 | 0 | 0.34922 | 0.0079501 | 0 | 0.1299 | 0 | 0 | 1140.8026 | 0 | 0 | 0 | 5195.4194 | 154 | 2 | Fall
2018-06-03 03:00 | 25.3429 | 431.5257 | 74.1733 | 446.2941 | 856.1534 | 0 | 3.8855 | 287.4484 | 237.6324 | 175.9142 | 1387.7021 | 0 | 0.25412 | 0.0086211 | 0 | 0.094523 | 0 | 0 | 1118.7891 | 0 | 0 | 0 | 5045.2186 | 154 | 3 | Fall
2018-06-03 04:00 | 37.5822 | 339.6283 | 74.4589 | 458.8861 | 872.9197 | 0 | 4.7964 | 287.8668 | 242.2733 | 192.7553 | 1354.8697 | 0 | 0.049086 | 0.0084421 | 0 | 0.018258 | 0 | 0 | 1117.4575 | 0 | 0 | 0 | 4983.57 | 154 | 4 | Fall
2018-06-03 05:00 | 47.2958 | 276.5387 | 80.365 | 524.1571 | 892.3069 | 0 | 8.8048 | 322.1437 | 195.9258 | 221.7224 | 1320.1457 | 0 | 0.1482 | 0.0085113 | 0 | 0.055125 | 0 | 0 | 1110.3717 | 0 | 0 | 0 | 4999.9894 | 154 | 5 | Fall
2018-06-03 06:00 | 47.2766 | 271.0247 | 117.7271 | 733.9851 | 906.0506 | 0 | 34.9684 | 378.2502 | 102.0278 | 265.7258 | 1265.2003 | 0 | 0.31389 | 0.0079637 | 0 | 0.11675 | 0 | 0 | 1104.5024 | 0 | 0 | 0 | 5227.1775 | 154 | 6 | Fall
2018-06-03 07:00 | 41.3198 | 340.5736 | 184.0911 | 1054.9942 | 935.6749 | 0 | 22.4263 | 428.9453 | 120.0336 | 295.9686 | 1235.8067 | 0 | 0.53207 | 0.0078666 | 0 | 0.19791 | 0 | 0 | 1060.9276 | 0 | 0 | 0 | 5721.4995 | 154 | 7 | Fall
2018-06-03 08:00 | 30.9646 | 480.6973 | 237.1319 | 1348.1494 | 990.6476 | 0 | 14.3708 | 489.4129 | 137.9289 | 414.3917 | 1275.7444 | 0 | 1.0034 | 0.0064457 | 0 | 0.37324 | 0 | 0 | 1054.6401 | 0 | 0 | 0 | 6475.4628 | 154 | 8 | Fall
2018-06-03 09:00 | 26.6034 | 660.929 | 250.9631 | 1453.6425 | 1021.0878 | 0 | 10.0892 | 597.5655 | 158.1587 | 456.8639 | 1293.7131 | 0 | 1.7446 | 0.0063651 | 0 | 0.6489 | 0 | 0 | 1037.1384 | 0 | 0 | 0 | 6969.1545 | 154 | 9 | Fall
2018-06-03 10:00 | 25.1758 | 888.4032 | 244.1641 | 1469.9574 | 1024.1829 | 0 | 8.6864 | 724.2607 | 177.2739 | 480.3442 | 1309.5744 | 0 | 2.409 | 0.0076563 | 0 | 0.89606 | 0 | 0 | 1049.6987 | 0 | 0 | 0 | 7405.0346 | 154 | 10 | Fall
2018-06-03 11:00 | 24.5702 | 1122.2669 | 225.3572 | 1436.2436 | 1028.9494 | 0 | 8.3829 | 832.9274 | 191.8208 | 512.0552 | 1337.8689 | 0 | 3.0698 | 0.007607 | 0 | 1.1418 | 0 | 0 | 1058.3971 | 0 | 0 | 0 | 7783.0587 | 154 | 11 | Fall
2018-06-03 12:00 | 23.224 | 1364.7687 | 215.9366 | 1521.9931 | 1038.3369 | 0 | 6.5378 | 915.4401 | 200.512 | 531.4562 | 1390.8021 | 0 | 3.8702 | 0.0074447 | 0 | 1.4396 | 0 | 0 | 1058.645 | 0 | 0 | 0 | 8272.9698 | 154 | 12 | Fall
2018-06-03 13:00 | 17.436 | 1597.1019 | 211.6491 | 1387.851 | 1010.8727 | 0 | 5.2921 | 961.2278 | 204.1428 | 540.6899 | 1432.3599 | 0 | 4.0308 | 0.0074718 | 0 | 1.4993 | 0 | 0 | 1075.5772 | 0 | 0 | 0 | 8449.7379 | 154 | 13 | Fall
2018-06-03 14:00 | 12.7154 | 1793.0115 | 215.5339 | 1344.6525 | 1000.3082 | 0 | 4.1827 | 968.6996 | 202.0859 | 551.6331 | 1477.5118 | 0 | 4.2297 | 0.0081406 | 0 | 1.5733 | 0 | 0 | 1095.2785 | 0 | 0 | 0 | 8671.4241 | 154 | 14 | Fall
2018-06-03 15:00 | 11.124 | 2020.3276 | 223.6852 | 1383.5159 | 1038.5668 | 0 | 3.9713 | 979.6402 | 194.6806 | 549.9672 | 1516.5853 | 0 | 4.596 | 0.0080988 | 0 | 1.7095 | 0 | 0 | 1114.3256 | 0 | 0 | 0 | 9042.7034 | 154 | 15 | Fall
2018-06-03 16:00 | 10.3827 | 2188.4052 | 243.9389 | 1508.6503 | 1113.009 | 0 | 4.4256 | 942.233 | 185.3981 | 465.3817 | 1545.832 | 0 | 5.2497 | 0.0082323 | 0 | 1.9527 | 0 | 0 | 1127.306 | 0 | 0 | 0 | 9342.1731 | 154 | 16 | Fall
2018-06-03 17:00 | 10.5307 | 2244.0456 | 273.5509 | 1643.1329 | 1181.5477 | 0 | 4.2025 | 847.4499 | 175.184 | 455.127 | 1571.18 | 0 | 4.7049 | 0.0081316 | 0 | 1.75 | 0 | 0 | 1084.3191 | 0 | 0 | 0 | 9496.7333 | 154 | 17 | Fall
2018-06-03 18:00 | 9.7593 | 2196.6842 | 315.2979 | 1692.1447 | 1169.381 | 0 | 4.6427 | 780.9835 | 164.6234 | 435.3769 | 1583.9365 | 0 | 5.4167 | 0.0082711 | 0 | 2.0148 | 0 | 0 | 1063.6162 | 0 | 0 | 0 | 9423.886 | 154 | 18 | Fall
2018-06-03 19:00 | 10.4047 | 1982.2142 | 397.6575 | 1611.4542 | 1129.2982 | 0 | 5.4993 | 679.9097 | 153.0231 | 400.5594 | 1561.8899 | 0 | 5.3971 | 0.00837 | 0 | 2.0075 | 0 | 0 | 1080.6082 | 0 | 0 | 0 | 9019.9314 | 154 | 19 | Fall
2018-06-03 20:00 | 12.5312 | 1670.8391 | 518.9591 | 1542.0599 | 1075.8451 | 0 | 6.5298 | 564.3942 | 256.3687 | 354.9589 | 1527.7768 | 0 | 4.6066 | 0.0085921 | 0 | 1.7135 | 0 | 0 | 1108.4337 | 0 | 0 | 0 | 8645.0253 | 154 | 20 | Fall
2018-06-03 21:00 | 13.5481 | 1417.5742 | 591.6781 | 1470.7327 | 1026.9266 | 0 | 2.8603 | 467.2701 | 292.2346 | 309.5868 | 1478.6656 | 0 | 3.6853 | 0.0077945 | 0 | 1.3708 | 0 | 0 | 1064.773 | 0 | 0 | 0 | 8140.914 | 154 | 21 | Fall
2018-06-03 22:00 | 14.9971 | 1182.0739 | 367.0482 | 1268.6106 | 918.2429 | 0 | 1.9671 | 425.3494 | 280.3088 | 250.942 | 1425.497 | 0 | 2.7531 | 0.0064618 | 0 | 1.0241 | 0 | 0 | 1054.3717 | 0 | 0 | 0 | 7193.1923 | 154 | 22 | Fall
2018-06-03 23:00 | 17.7275 | 975.4402 | 142.2625 | 954.0556 | 872.3752 | 0 | 2.7891 | 391.6872 | 267.4478 | 204.4149 | 1387.8625 | 0 | 1.8994 | 0.0063622 | 0 | 0.70649 | 0 | 0 | 1133.3126 | 0 | 0 | 0 | 6351.9874 | 154 | 23 | Fall
2018-06-04 | 20.6568 | 803.3602 | 86.1006 | 689.4491 | 863.4019 | 0 | 3.5995 | 344.0954 | 254.282 | 172.1539 | 1415.5104 | 0 | 0.98142 | 0.0063482 | 0 | 0.36505 | 0 | 0 | 1132.4026 | 0 | 0 | 0 | 5786.3651 | 155 | 0 | Winter
2018-06-04 01:00 | 25.4631 | 691.0823 | 76.5726 | 528.0389 | 856.7673 | 0 | 3.4377 | 303.9991 | 269.2645 | 169.1064 | 1478.6466 | 0 | 0.40214 | 0.0076933 | 0 | 0.14958 | 0 | 0 | 1173.6287 | 0 | 0 | 0 | 5576.5667 | 155 | 1 | Winter
2018-06-04 02:00 | 32.9821 | 599.7556 | 74.3718 | 463.456 | 853.2456 | 0 | 4.2672 | 309.4997 | 266.4335 | 157.0132 | 1445.5446 | 0 | 0.34299 | 0.0082629 | 0 | 0.12758 | 0 | 0 | 1121.6802 | 0 | 0 | 0 | 5328.7284 | 155 | 2 | Winter
2018-06-04 03:00 | 42.4205 | 535.4089 | 74.3718 | 454.312 | 855.7123 | 0 | 5.3487 | 324.6437 | 267.755 | 161.0303 | 1409.419 | 0 | 0.2493 | 0.0083258 | 0 | 0.09273 | 0 | 0 | 1098.8565 | 0 | 0 | 0 | 5229.629 | 155 | 3 | Winter
2018-06-04 04:00 | 57.0413 | 443.5683 | 74.5097 | 528.6837 | 870.2874 | 0 | 7.7903 | 356.1719 | 278.5289 | 187.992 | 1411.5797 | 0 | 0.047748 | 0.0082118 | 0 | 0.01776 | 0 | 0 | 1088.3133 | 0 | 0 | 0 | 5304.5402 | 155 | 4 | Winter
2018-06-04 05:00 | 67.7652 | 379.1734 | 85.2185 | 780.8932 | 884.5402 | 0 | 12.1286 | 450.7581 | 253.2269 | 236.8277 | 1471.0486 | 0 | 0.14381 | 0.0083184 | 0 | 0.053491 | 0 | 0 | 1076.286 | 0 | 0 | 0 | 5698.0723 | 155 | 5 | Winter
2018-06-04 06:00 | 62.2517 | 396.681 | 169.6987 | 1122.163 | 906.2117 | 0 | 28.9816 | 615.8048 | 200.0237 | 310.5674 | 1780.761 | 0 | 0.3083 | 0.0079449 | 0 | 0.11467 | 0 | 0 | 1084.592 | 0 | 0 | 0 | 6678.1674 | 155 | 6 | Winter
2018-06-04 07:00 | 44.3455 | 494.7487 | 231.8397 | 1302.8178 | 949.839 | 0 | 15.1622 | 812.2543 | 281.9675 | 423.9279 | 2019.6483 | 0 | 0.51963 | 0.0066002 | 0 | 0.19328 | 0 | 0 | 1034.8736 | 0 | 0 | 0 | 7612.144 | 155 | 7 | Winter
2018-06-04 08:00 | 26.3718 | 608.0464 | 222.3795 | 1319.4369 | 987.6838 | 0 | 7.4643 | 999.5888 | 373.1925 | 631.4666 | 2262.3134 | 0 | 0.99235 | 0.0066842 | 0 | 0.36911 | 0 | 0 | 1042.4928 | 0 | 0 | 0 | 8481.805 | 155 | 8 | Winter
2018-06-04 09:00 | 16.6265 | 783.9294 | 207.115 | 1307.9614 | 1009.1056 | 0 | 3.912 | 1221.276 | 427.9549 | 731.1359 | 2474.8876 | 0 | 1.7256 | 0.0066257 | 0 | 0.64186 | 0 | 0 | 1025.7146 | 0 | 0 | 0 | 9211.993 | 155 | 9 | Winter
2018-06-04 10:00 | 9.6655 | 996.6117 | 195.2987 | 1349.5889 | 1009.9788 | 0 | 2.2055 | 1427.5511 | 455.032 | 781.2559 | 2638.8292 | 0 | 2.4088 | 0.0065942 | 0 | 0.89596 | 0 | 0 | 1049.5946 | 0 | 0 | 0 | 9918.9232 | 155 | 10 | Winter
2018-06-04 11:00 | 5.7744 | 1214.3055 | 181.5055 | 1351.0704 | 1012.2295 | 0 | 1.2874 | 1572.168 | 462.2699 | 802.2928 | 2689.9765 | 0 | 3.0507 | 0.0065677 | 0 | 1.1347 | 0 | 0 | 1051.8759 | 0 | 0 | 0 | 10348.9477 | 155 | 11 | Winter
2018-06-04 12:00 | 4.449 | 1486.9754 | 173.5888 | 1328.4668 | 1018.7693 | 0 | 0.97229 | 1675.093 | 458.6284 | 793.2642 | 2668.6977 | 0 | 3.8147 | 0.0065927 | 0 | 1.4189 | 0 | 0 | 1043.5235 | 0 | 0 | 0 | 10657.6689 | 155 | 12 | Winter
2018-06-04 13:00 | 2.1047 | 1767.4389 | 167.9247 | 1184.3619 | 990.9698 | 0 | 1.1053 | 1719.0627 | 444.9337 | 761.1152 | 2591.0355 | 0 | 3.8874 | 0.0066535 | 0 | 1.446 | 0 | 0 | 1037.2327 | 0 | 0 | 0 | 10672.6252 | 155 | 13 | Winter
2018-06-04 14:00 | 1.5253 | 2019.1913 | 169.7642 | 1152.6238 | 980.5511 | 0 | 1.15 | 1690.9976 | 418.6017 | 722.286 | 2458.7766 | 0 | 3.9805 | 0.006016 | 0 | 1.4806 | 0 | 0 | 1030.8498 | 0 | 0 | 0 | 10651.7846 | 155 | 14 | Winter
2018-06-04 15:00 | 0.87256 | 2313.4157 | 183.0133 | 1177.2746 | 1016.6517 | 0 | 1.1485 | 1660.6077 | 385.4904 | 695.1388 | 2330.8758 | 0 | 4.1924 | 0.0067063 | 0 | 1.5594 | 0 | 0 | 1016.3518 | 0 | 0 | 0 | 10786.5993 | 155 | 15 | Winter
2018-06-04 16:00 | 0.46693 | 2586.7476 | 207.7735 | 1384.8563 | 1088.521 | 0 | 1.1342 | 1579.5578 | 352.9692 | 562.6106 | 2232.0612 | 0 | 4.5838 | 0.00596 | 0 | 1.705 | 0 | 0 | 984.2402 | 0 | 0 | 0 | 10987.2333 | 155 | 16 | Winter
2018-06-04 17:00 | 0.4035 | 2700.3661 | 249.5674 | 1596.9407 | 1158.6941 | 0 | 1.3581 | 1416.1736 | 320.6486 | 539.3342 | 2151.2535 | 0 | 4.0266 | 0.0060742 | 0 | 1.4977 | 0 | 0 | 927.8556 | 0 | 0 | 0 | 11068.1259 | 155 | 17 | Winter
2018-06-04 18:00 | 0.21453 | 2604.6916 | 300.6193 | 1661.5895 | 1154.6407 | 0 | 1.7585 | 1221.0707 | 294.2028 | 522.0009 | 1943.2761 | 0 | 4.5951 | 0.0060424 | 0 | 1.7092 | 0 | 0 | 902.3103 | 0 | 0 | 0 | 10612.6851 | 155 | 18 | Winter
2018-06-04 19:00 | 0.36548 | 2312.684 | 381.9905 | 1587.5708 | 1117.4609 | 0 | 2.2826 | 974.1196 | 271.633 | 484.9824 | 1848.5402 | 0 | 4.7408 | 0.0061104 | 0 | 1.7634 | 0 | 0 | 949.1976 | 0 | 0 | 0 | 9937.3374 | 155 | 19 | Winter
2018-06-04 20:00 | 0.78603 | 1970.6678 | 498.4063 | 1495.8943 | 1067.8555 | 0 | 2.7002 | 745.9438 | 365.5932 | 398.9574 | 1750.6478 | 0 | 4.1456 | 0.0061524 | 0 | 1.542 | 0 | 0 | 997.4151 | 0 | 0 | 0 | 9300.5612 | 155 | 20 | Winter
2018-06-04 21:00 | 1.2864 | 1677.8138 | 561.1659 | 1480.8563 | 1019.833 | 0 | 1.6546 | 571.1064 | 384.8451 | 320.3491 | 1662.745 | 0 | 3.3913 | 0.0060008 | 0 | 1.2614 | 0 | 0 | 979.9191 | 0 | 0 | 0 | 8666.2334 | 155 | 21 | Winter
2018-06-04 22:00 | 3.2008 | 1431.6573 | 330.2597 | 1279.7632 | 913.4335 | 0 | 1.0804 | 493.9636 | 331.3103 | 261.9228 | 1607.0386 | 0 | 2.6008 | 0.0059961 | 0 | 0.9674 | 0 | 0 | 996.2693 | 0 | 0 | 0 | 7653.4738 | 155 | 22 | Winter
2018-06-04 23:00 | 4.1578 | 1219.0184 | 128.9224 | 902.554 | 873.6847 | 0 | 1.5495 | 447.1749 | 297.0712 | 226.2751 | 1570.8671 | 0 | 1.8356 | 0.0059612 | 0 | 0.68276 | 0 | 0 | 1095.2329 | 0 | 0 | 0 | 6769.0322 | 155 | 23 | Winter
2018-06-05 | 7.0739 | 1053.3255 | 83.0667 | 677.3651 | 864.7621 | 0 | 2.195 | 368.2449 | 279.5264 | 190.2712 | 1505.9626 | 0 | 0.38023 | 0.0058608 | 0 | 0.14143 | 0 | 0 | 1454.6181 | 0 | 0 | 0 | 6486.9391 | 156 | 0 | Summer
2018-06-05 01:00 | 12.0285 | 913.54 | 76.0134 | 533.1985 | 858.5503 | 0 | 2.474 | 327.1952 | 269.2645 | 166.7981 | 1478.6466 | 0 | 0.24721 | 0.005755 | 0 | 0.091953 | 0 | 0 | 1476.6182 | 0 | 0 | 0 | 6114.6723 | 156 | 1 | Summer
2018-06-05 02:00 | 19.2021 | 794.3135 | 74.3718 | 466.6254 | 854.5526 | 0 | 3.1116 | 327.1858 | 266.4335 | 158.9503 | 1445.5446 | 0 | 0.11786 | 0.0057044 | 0 | 0.04384 | 0 | 0 | 1527.0439 | 0 | 0 | 0 | 5937.5025 | 156 | 2 | Summer
2018-06-05 03:00 | 28.6698 | 713.0265 | 74.3718 | 452.7427 | 856.5782 | 0 | 3.8168 | 344.5219 | 267.755 | 163.2035 | 1409.419 | 0 | 0.15722 | 0.0057232 | 0 | 0.058481 | 0 | 0 | 1560.9337 | 0 | 0 | 0 | 5875.2603 | 156 | 3 | Summer
2018-06-05 04:00 | 47.4274 | 614.5059 | 74.4845 | 536.1568 | 870.7063 | 0 | 6.0477 | 376.947 | 278.5289 | 188.8862 | 1411.5797 | 0 | 0.087202 | 0.0064128 | 0 | 0.032436 | 0 | 0 | 1617.6688 | 0 | 0 | 0 | 6023.0652 | 156 | 4 | Summer
2018-06-05 05:00 | 58.0966 | 511.1259 | 85.3813 | 762.6209 | 884.5461 | 0 | 9.4953 | 465.8183 | 253.2269 | 236.2191 | 1471.0486 | 0 | 0.35891 | 0.0058563 | 0 | 0.1335 | 0 | 0 | 1709.7922 | 0 | 0 | 0 | 6447.8696 | 156 | 5 | Summer
2018-06-05 06:00 | 49.1545 | 499.4074 | 167.3279 | 1114.6594 | 906.2839 | 0 | 21.7587 | 632.6541 | 200.0237 | 309.7507 | 1780.761 | 0 | 0.95864 | 0.005798 | 0 | 0.35658 | 0 | 0 | 1754.2199 | 0 | 0 | 0 | 7437.3221 | 156 | 6 | Summer
2018-06-05 07:00 | 31.2519 | 599.5519 | 226.3951 | 1288.5987 | 949.0353 | 0 | 10.5967 | 853.6066 | 281.9675 | 423.7043 | 2019.6483 | 0 | 1.7448 | 0.005818 | 0 | 0.64899 | 0 | 0 | 1794.1907 | 0 | 0 | 0 | 8480.9465 | 156 | 7 | Summer
2018-06-05 08:00 | 16.1696 | 776.945 | 221.0049 | 1327.1549 | 986.841 | 0 | 5.5717 | 1084.8103 | 373.1925 | 631.8513 | 2262.3134 | 0 | 1.9034 | 0.0050985 | 0 | 0.70801 | 0 | 0 | 1878.0306 | 0 | 0 | 0 | 9566.5019 | 156 | 8 | Summer
2018-06-05 09:00 | 10.0623 | 972.4196 | 207.3957 | 1314.7418 | 1008.5266 | 0 | 3.4447 | 1311.071 | 427.9549 | 730.5479 | 2474.8876 | 0 | 1.789 | 0.0057645 | 0 | 0.66542 | 0 | 0 | 1976.5162 | 0 | 0 | 0 | 10440.0285 | 156 | 9 | Summer
2018-06-05 10:00 | 7.1545 | 1191.5631 | 195.8529 | 1347.8672 | 1009.7057 | 0 | 2.3605 | 1533.8832 | 455.032 | 780.406 | 2638.8292 | 0 | 2.0531 | 0.0057815 | 0 | 0.76368 | 0 | 0 | 1994.7379 | 0 | 0 | 0 | 11160.2148 | 156 | 10 | Summer
2018-06-05 11:00 | 5.2588 | 1426.1707 | 181.9006 | 1371.6814 | 1011.879 | 0 | 1.4832 | 1716.0344 | 462.2699 | 803.0673 | 2689.9765 | 0 | 2.5041 | 0.0057731 | 0 | 0.93143 | 0 | 0 | 2003.3603 | 0 | 0 | 0 | 11676.5233 | 156 | 11 | Summer
2018-06-05 12:00 | 4.693 | 1689.6681 | 175.063 | 1310.0329 | 1019.4932 | 0 | 1.2603 | 1798.5159 | 458.6284 | 793.628 | 2668.6977 | 0 | 2.8918 | 0.0058175 | 0 | 1.0756 | 0 | 0 | 2039.0018 | 0 | 0 | 0 | 11962.6556 | 156 | 12 | Summer
2018-06-05 13:00 | 2.9117 | 1957.7446 | 170.0547 | 1167.1287 | 991.4579 | 0 | 1.3611 | 1829.1705 | 444.9337 | 758.5197 | 2591.0355 | 0 | 2.9211 | 0.0057586 | 0 | 1.0865 | 0 | 0 | 2034.8655 | 0 | 0 | 0 | 11953.1971 | 156 | 13 | Summer
2018-06-05 14:00 | 2.7067 | 2230.1571 | 171.1953 | 1134.339 | 980.5892 | 0 | 1.3987 | 1807.2376 | 418.6017 | 722.0481 | 2458.7766 | 0 | 3.2923 | 0.0057394 | 0 | 1.2246 | 0 | 0 | 2013.2912 | 0 | 0 | 0 | 11944.8638 | 156 | 14 | Summer
2018-06-05 15:00 | 2.1594 | 2520.8888 | 182.8776 | 1178.7118 | 1015.5808 | 0 | 1.3259 | 1758.6905 | 385.4904 | 695.2174 | 2330.8758 | 0 | 4.4105 | 0.0058437 | 0 | 1.6405 | 0 | 0 | 1946.2711 | 0 | 0 | 0 | 12024.1464 | 156 | 15 | Summer
2018-06-05 16:00 | 1.7749 | 2782.5068 | 208.9041 | 1361.4739 | 1088.101 | 0 | 1.2617 | 1660.5442 | 352.9692 | 559.3447 | 2232.0612 | 0 | 5.697 | 0.0058912 | 0 | 2.1191 | 0 | 0 | 1847.7094 | 0 | 0 | 0 | 12104.4732 | 156 | 16 | Summer
2018-06-05 17:00 | 1.3272 | 2915.4299 | 250.3408 | 1607.0286 | 1158.9827 | 0 | 1.2889 | 1502.7963 | 320.6486 | 540.119 | 2151.2535 | 0 | 6.5481 | 0.0052286 | 0 | 2.4356 | 0 | 0 | 1702.8649 | 0 | 0 | 0 | 12161.0693 | 156 | 17 | Summer
2018-06-05 18:00 | 0.78422 | 2783.0998 | 299.2053 | 1677.1372 | 1154.7005 | 0 | 1.5948 | 1282.2257 | 294.2028 | 522.7329 | 1943.2761 | 0 | 4.8624 | 0.0052201 | 0 | 1.8086 | 0 | 0 | 1635.4275 | 0 | 0 | 0 | 11601.0632 | 156 | 18 | Summer
2018-06-05 19:00 | 0.98319 | 2505.9523 | 379.4952 | 1613.5818 | 1118.0835 | 0 | 2.2367 | 1025.6758 | 271.633 | 483.3218 | 1848.5402 | 0 | 2.6807 | 0.0053174 | 0 | 0.99712 | 0 | 0 | 1668.8063 | 0 | 0 | 0 | 10921.9931 | 156 | 19 | Summer
2018-06-05 20:00 | 1.6075 | 2136.0886 | 497.2115 | 1560.9475 | 1068.8514 | 0 | 3.1093 | 767.3806 | 365.5932 | 399.0659 | 1750.6478 | 0 | 2.117 | 0.0060505 | 0 | 0.78745 | 0 | 0 | 1699.6035 | 0 | 0 | 0 | 10253.0174 | 156 | 20 | Summer
2018-06-05 21:00 | 2.7273 | 1821.3348 | 560.7874 | 1465.2902 | 1019.7372 | 0 | 2.8244 | 577.9305 | 384.8451 | 320.1036 | 1662.745 | 0 | 1.5559 | 0.0052557 | 0 | 0.57875 | 0 | 0 | 1629.2121 | 0 | 0 | 0 | 9449.6775 | 156 | 21 | Summer
2018-06-05 22:00 | 3.6441 | 1546.9993 | 335.6315 | 1235.9346 | 914.1297 | 0 | 2.1469 | 499.6035 | 331.3103 | 262.0965 | 1607.0386 | 0 | 0.99961 | 0.005231 | 0 | 0.37181 | 0 | 0 | 1554.259 | 0 | 0 | 0 | 8294.1707 | 156 | 22 | Summer
2018-06-05 23:00 | 4.105 | 1313.8299 | 129.7785 | 938.5738 | 873.5741 | 0 | 2.5583 | 444.0171 | 297.0712 | 225.9061 | 1570.8671 | 0 | 0.71241 | 0.0058862 | 0 | 0.26499 | 0 | 0 | 1519.5805 | 0 | 0 | 0 | 7320.8448 | 156 | 23 | Summer
2018-06-06 | 5.6253 | 1136.8779 | 82.7756 | 686.2869 | 864.936 | 0 | 2.8055 | 371.6321 | 279.5264 | 189.0438 | 1505.9626 | 0 | 0.40015 | 0.005678 | 0 | 0.14884 | 0 | 0 | 1529.7476 | 0 | 0 | 0 | 6655.7741 | 157 | 0 | Winter
2018-06-06 01:00 | 8.6897 | 1007.8839 | 75.8853 | 538.046 | 858.8739 | 0 | 2.5036 | 333.7265 | 269.5294 | 169.1506 | 1478.1875 | 0 | 0.2612 | 0.0056283 | 0 | 0.097154 | 0 | 0 | 1564.4629 | 0 | 0 | 0 | 6307.3033 | 157 | 1 | Winter
2018-06-06 02:00 | 13.1876 | 890.6982 | 74.3718 | 452.8178 | 854.7614 | 0 | 3.2107 | 338.0194 | 266.5707 | 160.5643 | 1447.029 | 0 | 0.12318 | 0.0055837 | 0 | 0.045818 | 0 | 0 | 1594.398 | 0 | 0 | 0 | 6095.8034 | 157 | 2 | Winter
2018-06-06 03:00 | 18.7989 | 793.3723 | 74.3718 | 454.1956 | 856.8821 | 0 | 4.0133 | 355.6191 | 267.699 | 162.8428 | 1412.9785 | 0 | 0.16277 | 0.0063531 | 0 | 0.060545 | 0 | 0 | 1614.3048 | 0 | 0 | 0 | 6015.3078 | 157 | 3 | Winter
2018-06-06 04:00 | 26.9527 | 678.1174 | 74.5019 | 520.79 | 870.3914 | 0 | 5.4675 | 387.8071 | 278.346 | 189.7663 | 1415.3208 | 0 | 0.088426 | 0.0062918 | 0 | 0.032891 | 0 | 0 | 1652.1684 | 0 | 0 | 0 | 6099.7571 | 157 | 4 | Winter
2018-06-06 05:00 | 33.3761 | 592.6269 | 85.2041 | 769.9383 | 884.6159 | 0 | 9.6739 | 491.7026 | 251.7207 | 238.149 | 1476.3328 | 0 | 0.36425 | 0.0064318 | 0 | 0.13548 | 0 | 0 | 1736.7984 | 0 | 0 | 0 | 6570.6449 | 157 | 5 | Winter
2018-06-06 06:00 | 31.4771 | 583.4149 | 170.803 | 1115.8395 | 906.2293 | 0 | 17.451 | 679.2308 | 198.974 | 311.0075 | 1786.7213 | 0 | 0.97656 | 0.0057318 | 0 | 0.36324 | 0 | 0 | 1786.4563 | 0 | 0 | 0 | 7588.9502 | 157 | 6 | Winter
2018-06-06 07:00 | 24.836 | 668.4834 | 230.9645 | 1293.8977 | 949.6309 | 0 | 12.3418 | 899.5928 | 279.4269 | 422.5816 | 2024.559 | 0 | 1.7848 | 0.0057693 | 0 | 0.66389 | 0 | 0 | 1835.1158 | 0 | 0 | 0 | 8643.8849 | 157 | 7 | Winter
2018-06-06 08:00 | 16.5547 | 825.9491 | 222.5885 | 1302.8657 | 987.4404 | 0 | 6.6168 | 1122.7024 | 369.9993 | 630.2813 | 2265.9667 | 0 | 1.9322 | 0.0057323 | 0 | 0.71869 | 0 | 0 | 1906.34 | 0 | 0 | 0 | 9659.9615 | 157 | 8 | Winter
2018-06-06 09:00 | 12.1668 | 998.0311 | 207.2215 | 1316.8582 | 1008.7855 | 0 | 3.6273 | 1346.8516 | 426.9046 | 729.1344 | 2476.1416 | 0 | 1.809 | 0.0057098 | 0 | 0.67288 | 0 | 0 | 1998.5883 | 0 | 0 | 0 | 10526.7986 | 157 | 9 | Winter
2018-06-06 10:00 | 9.5246 | 1214.5521 | 195.089 | 1355.3164 | 1009.6366 | 0 | 2.3506 | 1570.5468 | 454.7857 | 779.4042 | 2638.4569 | 0 | 2.0392 | 0.0056643 | 0 | 0.75851 | 0 | 0 | 1981.6488 | 0 | 0 | 0 | 11214.1149 | 157 | 10 | Winter
2018-06-06 11:00 | 6.1727 | 1461.7496 | 180.1624 | 1388.5244 | 1011.6211 | 0 | 1.5501 | 1724.9321 | 462.2038 | 802.3939 | 2687.2316 | 0 | 2.4642 | 0.0056184 | 0 | 0.9166 | 0 | 0 | 1971.5833 | 0 | 0 | 0 | 11701.5115 | 157 | 11 | Winter
2018-06-06 12:00 | 5.099 | 1718.3738 | 173.0657 | 1287.8975 | 1018.8779 | 0 | 1.2612 | 1802.1799 | 458.607 | 789.0485 | 2665.233 | 0 | 2.8279 | 0.005627 | 0 | 1.0518 | 0 | 0 | 1993.584 | 0 | 0 | 0 | 11917.1129 | 157 | 12 | Winter
2018-06-06 13:00 | 2.7516 | 1963.8028 | 167.0042 | 1172.7005 | 990.5138 | 0 | 1.2843 | 1836.6227 | 444.7941 | 758.3084 | 2587.6906 | 0 | 2.8553 | 0.0056273 | 0 | 1.062 | 0 | 0 | 1988.7621 | 0 | 0 | 0 | 11918.158 | 157 | 13 | Winter
2018-06-06 14:00 | 1.783 | 2204.6729 | 168.7838 | 1147.888 | 979.9804 | 0 | 1.2804 | 1806.3906 | 418.3252 | 722.8343 | 2454.409 | 0 | 3.2516 | 0.005708 | 0 | 1.2095 | 0 | 0 | 1988.2634 | 0 | 0 | 0 | 11899.078 | 157 | 14 | Winter
2018-06-06 15:00 | 1.1207 | 2422.9082 | 181.8982 | 1203.9287 | 1016.202 | 0 | 1.2522 | 1720.8499 | 385.0426 | 690.9501 | 2323.7506 | 0 | 4.3682 | 0.0057276 | 0 | 1.6248 | 0 | 0 | 1927.5335 | 0 | 0 | 0 | 11881.4355 | 157 | 15 | Winter
2018-06-06 16:00 | 0.7144 | 2631.1715 | 207.8305 | 1417.2943 | 1088.9901 | 0 | 1.2347 | 1608.8796 | 352.7135 | 558.7277 | 2226.2753 | 0 | 5.6705 | 0.0057618 | 0 | 2.1092 | 0 | 0 | 1839.0578 | 0 | 0 | 0 | 11940.6749 | 157 | 16 | Winter
2018-06-06 17:00 | 0.67015 | 2816.6919 | 250.7937 | 1583.532 | 1160.7802 | 0 | 1.273 | 1475.8313 | 320.485 | 539.3461 | 2145.2711 | 0 | 6.49 | 0.0050823 | 0 | 2.414 | 0 | 0 | 1687.7752 | 0 | 0 | 0 | 11991.3589 | 157 | 17 | Winter
2018-06-06 18:00 | 0.53576 | 2783.0312 | 301.2638 | 1651.4793 | 1155.8264 | 0 | 1.7457 | 1296.1094 | 293.9396 | 518.9168 | 1939.6489 | 0 | 4.7856 | 0.005105 | 0 | 1.78 | 0 | 0 | 1609.6603 | 0 | 0 | 0 | 11558.7279 | 157 | 18 | Winter
2018-06-06 19:00 | 0.31746 | 2517.0713 | 380.9482 | 1600.3019 | 1117.5463 | 0 | 2.3675 | 1054.9773 | 271.3793 | 483.559 | 1847.6458 | 0 | 2.6335 | 0.0052188 | 0 | 0.97957 | 0 | 0 | 1639.4311 | 0 | 0 | 0 | 10919.1636 | 157 | 19 | Winter
2018-06-06 20:00 | 0.36105 | 2160.7268 | 499.0035 | 1542.9329 | 1068.3322 | 0 | 2.9696 | 800.39 | 364.5312 | 398.7316 | 1751.3338 | 0 | 2.0862 | 0.0059425 | 0 | 0.77597 | 0 | 0 | 1675.1206 | 0 | 0 | 0 | 10267.3014 | 157 | 20 | Winter
2018-06-06 21:00 | 1.0337 | 1862.8899 | 564.0354 | 1433.5446 | 1019.3988 | 0 | 1.4492 | 607.2669 | 387.4343 | 319.6349 | 1664.7943 | 0 | 1.5395 | 0.0058122 | 0 | 0.57262 | 0 | 0 | 1611.7415 | 0 | 0 | 0 | 9475.3413 | 157 | 21 | Winter
2018-06-06 22:00 | 1.9231 | 1594.5586 | 337.4144 | 1283.5305 | 913.9223 | 0 | 0.88348 | 522.856 | 334.9043 | 261.8657 | 1608.5029 | 0 | 0.9948 | 0.0057803 | 0 | 0.37003 | 0 | 0 | 1546.7777 | 0 | 0 | 0 | 8408.5097 | 157 | 22 | Winter
2018-06-06 23:00 | 2.6308 | 1364.8584 | 130.4969 | 963.2419 | 873.6349 | 0 | 1.5356 | 465.3749 | 299.0758 | 226.4299 | 1571.4723 | 0 | 0.70998 | 0.0058301 | 0 | 0.26408 | 0 | 0 | 1514.1577 | 0 | 0 | 0 | 7413.8889 | 157 | 23 | Winter
2018-06-07 | 4.4184 | 1186.2999 | 82.8561 | 703.2961 | 864.9056 | 0 | 2.1977 | 386.4938 | 280.3765 | 189.1826 | 1505.1196 | 0 | 0.39714 | 0.0056805 | 0 | 0.14772 | 0 | 0 | 1518.8081 | 0 | 0 | 0 | 6724.5047 | 158 | 0 | Summer
2018-06-07 01:00 | 6.8045 | 1057.232 | 75.9622 | 529.3472 | 858.8248 | 0 | 2.0425 | 347.0662 | 269.4236 | 167.6883 | 1473.7262 | 0 | 0.26038 | 0.0056276 | 0 | 0.096849 | 0 | 0 | 1557.6501 | 0 | 0 | 0 | 6346.1303 | 158 | 1 | Summer
2018-06-07 02:00 | 10.1379 | 937.9875 | 74.3718 | 456.5537 | 854.8343 | 0 | 2.7278 | 352.0051 | 266.5045 | 160.4261 | 1441.5905 | 0 | 0.12308 | 0.005579 | 0 | 0.045779 | 0 | 0 | 1592.249 | 0 | 0 | 0 | 6149.5625 | 158 | 2 | Summer
2018-06-07 03:00 | 15.4235 | 850.9299 | 74.3718 | 453.6413 | 856.4974 | 0 | 3.6947 | 377.2344 | 267.7548 | 162.7243 | 1406.1367 | 0 | 0.16257 | 0.0063248 | 0 | 0.06047 | 0 | 0 | 1616.2098 | 0 | 0 | 0 | 6084.848 | 158 | 3 | Summer
2018-06-07 04:00 | 23.2956 | 755.1807 | 74.4908 | 524.8527 | 870.1111 | 0 | 4.9106 | 410.1937 | 278.5034 | 188.1356 | 1407.606 | 0 | 0.088797 | 0.0063181 | 0 | 0.033029 | 0 | 0 | 1651.8967 | 0 | 0 | 0 | 6189.305 | 158 | 4 | Summer
2018-06-07 05:00 | 30.125 | 686.56 | 85.2545 | 748.3205 | 884.6948 | 0 | 9.4006 | 526.7221 | 252.1674 | 236.7313 | 1468.3202 | 0 | 0.36355 | 0.0064242 | 0 | 0.13523 | 0 | 0 | 1732.3053 | 0 | 0 | 0 | 6661.1068 | 158 | 5 | Summer
2018-06-07 06:00 | 28.7817 | 703.7204 | 169.5314 | 1107.5223 | 906.2473 | 0 | 18.7533 | 735.9202 | 200.436 | 313.7271 | 1779.6201 | 0 | 0.96162 | 0.0056317 | 0 | 0.35768 | 0 | 0 | 1760.278 | 0 | 0 | 0 | 7725.8627 | 158 | 6 | Summer
2018-06-07 07:00 | 19.8103 | 845.9432 | 233.2688 | 1317.0559 | 949.8542 | 0 | 12.1656 | 990.9874 | 282.4932 | 424.2057 | 2017.8965 | 0 | 1.7592 | 0.0056237 | 0 | 0.65434 | 0 | 0 | 1809.0746 | 0 | 0 | 0 | 8905.1745 | 158 | 7 | Summer
2018-06-07 08:00 | 9.4844 | 1032.6574 | 223.8372 | 1315.5784 | 987.7339 | 0 | 5.1248 | 1236.7733 | 373.2298 | 631.5773 | 2257.9883 | 0 | 1.9062 | 0.0055515 | 0 | 0.70903 | 0 | 0 | 1880.8789 | 0 | 0 | 0 | 9957.4844 | 158 | 8 | Summer
2018-06-07 09:00 | 5.4022 | 1202.8304 | 209.6335 | 1358.8519 | 1009.0666 | 0 | 2.4315 | 1417.1392 | 427.9351 | 729.2218 | 2464.3516 | 0 | 1.7798 | 0.0054314 | 0 | 0.66203 | 0 | 0 | 1966.149 | 0 | 0 | 0 | 10795.4602 | 158 | 9 | Summer
2018-06-07 10:00 | 3.5206 | 1416.1541 | 197.5984 | 1359.4181 | 1009.9764 | 0 | 1.3628 | 1601.281 | 454.9391 | 779.1234 | 2619.0307 | 0 | 2.0373 | 0.0054053 | 0 | 0.75778 | 0 | 0 | 1979.7984 | 0 | 0 | 0 | 11425.0034 | 158 | 10 | Summer
2018-06-07 11:00 | 1.5822 | 1696.6352 | 182.276 | 1369.0191 | 1012.2457 | 0 | 0.7575 | 1773.4949 | 462.2158 | 802.1665 | 2659.1363 | 0 | 2.4635 | 0.0054024 | 0 | 0.91633 | 0 | 0 | 1971.2073 | 0 | 0 | 0 | 11934.1218 | 158 | 11 | Summer
2018-06-07 12:00 | 1.5126 | 2005.0759 | 175.2966 | 1303.305 | 1019.9771 | 0 | 0.57305 | 1899.7427 | 458.611 | 789.3178 | 2631.5079 | 0 | 2.821 | 0.0054427 | 0 | 1.0493 | 0 | 0 | 1988.8443 | 0 | 0 | 0 | 12277.6396 | 158 | 12 | Summer
2018-06-07 13:00 | 0.25223 | 2300.0736 | 169.4857 | 1172.1081 | 991.8834 | 0 | 0.57716 | 1989.1219 | 444.7978 | 759.7517 | 2553.0501 | 0 | 2.8571 | 0.0054896 | 0 | 1.0627 | 0 | 0 | 1990.1551 | 0 | 0 | 0 | 12375.182 | 158 | 13 | Summer
2018-06-07 14:00 | 0.099974 | 2599.457 | 170.1752 | 1130.7425 | 981.0448 | 0 | 0.8198 | 1999.7631 | 418.3259 | 720.1779 | 2424.9496 | 0 | 3.25 | 0.0055207 | 0 | 1.2089 | 0 | 0 | 1987.1991 | 0 | 0 | 0 | 12437.2191 | 158 | 14 | Summer
2018-06-07 15:00 | 0.13324 | 2908.6635 | 184.6577 | 1197.5044 | 1017.5415 | 0 | 1.0311 | 1963.8029 | 385.0428 | 693.6245 | 2305.3861 | 0 | 4.3952 | 0.0055986 | 0 | 1.6348 | 0 | 0 | 1939.5827 | 0 | 0 | 0 | 12603.006 | 158 | 15 | Summer
2018-06-07 16:00 | 0.019503 | 3165.5 | 210.7379 | 1411.757 | 1089.6818 | 0 | 1.1128 | 1854.6345 | 352.7128 | 560.6434 | 2218.8984 | 0 | 5.7291 | 0.0056927 | 0 | 2.131 | 0 | 0 | 1858.2213 | 0 | 0 | 0 | 12731.7852 | 158 | 16 | Summer
2018-06-07 17:00 | 0.073096 | 3262.2404 | 251.8481 | 1617.6176 | 1159.8808 | 0 | 1.3382 | 1661.5769 | 320.4859 | 538.9498 | 2147.8031 | 0 | 6.6338 | 0.0057967 | 0 | 2.4675 | 0 | 0 | 1725.157 | 0 | 0 | 0 | 12696.0779 | 158 | 17 | Summer
2018-06-07 18:00 | 0.11128 | 3133.8091 | 302.8331 | 1666.657 | 1156.1385 | 0 | 1.7772 | 1439.3033 | 293.9385 | 520.563 | 1949.5547 | 0 | 4.8867 | 0.0050603 | 0 | 1.8176 | 0 | 0 | 1643.4974 | 0 | 0 | 0 | 12114.8923 | 158 | 18 | Summer
2018-06-07 19:00 | 0.068835 | 2844.3759 | 380.5084 | 1597.5249 | 1116.876 | 0 | 2.2049 | 1167.9448 | 271.3593 | 484.3786 | 1862.2369 | 0 | 2.705 | 0.0057922 | 0 | 1.0061 | 0 | 0 | 1683.9051 | 0 | 0 | 0 | 11415.1006 | 158 | 19 | Summer
2018-06-07 20:00 | 0.12554 | 2461.9886 | 497.2687 | 1482.5888 | 1067.3094 | 0 | 2.372 | 886.8779 | 362.3539 | 400.3822 | 1767.361 | 0 | 2.1529 | 0.0057945 | 0 | 0.80078 | 0 | 0 | 1728.8052 | 0 | 0 | 0 | 10660.3928 | 158 | 20 | Summer
2018-06-07 21:00 | 0.59902 | 2126.7933 | 558.2972 | 1472.7977 | 1018.9187 | 0 | 1.2489 | 663.073 | 384.679 | 319.5382 | 1678.2702 | 0 | 1.5871 | 0.0057822 | 0 | 0.59033 | 0 | 0 | 1661.6344 | 0 | 0 | 0 | 9888.0328 | 158 | 21 | Summer
2018-06-07 22:00 | 0.89764 | 1830.199 | 330.0827 | 1212.3912 | 913.5904 | 0 | 0.42206 | 571.4296 | 331.3634 | 262.0042 | 1615.7561 | 0 | 1.0095 | 0.005672 | 0 | 0.37549 | 0 | 0 | 1569.3624 | 0 | 0 | 0 | 8638.8895 | 158 | 22 | Summer
2018-06-07 23:00 | 1.3698 | 1614.6356 | 130.1354 | 933.002 | 873.6387 | 0 | 0.43262 | 521.8392 | 297.3906 | 227.0283 | 1570.2167 | 0 | 0.71498 | 0.0056421 | 0 | 0.26594 | 0 | 0 | 1525.1665 | 0 | 0 | 0 | 7695.8421 | 158 | 23 | Summer
2018-06-08 | 1.7718 | 1469.1915 | 83.0758 | 666.2846 | 864.8644 | 0 | 0.89057 | 452.7844 | 279.9786 | 190.6777 | 1499.6921 | 0 | 0.40214 | 0.005617 | 0 | 0.14958 | 0 | 0 | 1537.5178 | 0 | 0 | 0 | 7047.2867 | 159 | 0 | Winter
2018-06-08 01:00 | 2.8361 | 1358.4591 | 75.9153 | 517.3554 | 858.9043 | 0 | 0.91587 | 412.7379 | 269.2631 | 169.671 | 1478.7407 | 0 | 0.25934 | 0.0055164 | 0 | 0.096465 | 0 | 0 | 1553.9808 | 0 | 0 | 0 | 6699.1408 | 159 | 1 | Winter
2018-06-08 02:00 | 5.4492 | 1258.4054 | 74.3718 | 455.8682 | 854.9764 | 0 | 1.3024 | 420.6118 | 266.4351 | 160.5801 | 1445.3137 | 0 | 0.12239 | 0.0055247 | 0 | 0.045526 | 0 | 0 | 1586.7517 | 0 | 0 | 0 | 6530.2392 | 159 | 2 | Winter
2018-06-08 03:00 | 7.8373 | 1096.2676 | 74.3718 | 456.412 | 857.1555 | 0 | 1.9328 | 406.735 | 267.7569 | 163.4298 | 1409.2703 | 0 | 0.16194 | 0.0062398 | 0 | 0.060235 | 0 | 0 | 1605.1787 | 0 | 0 | 0 | 6346.5759 | 159 | 3 | Winter
2018-06-08 04:00 | 11.468 | 932.0311 | 74.4806 | 527.0905 | 870.5981 | 0 | 3.2191 | 426.1917 | 278.5651 | 191.581 | 1411.641 | 0 | 0.088344 | 0.0062126 | 0 | 0.032861 | 0 | 0 | 1643.8908 | 0 | 0 | 0 | 6370.8845 | 159 | 4 | Winter
2018-06-08 05:00 | 16.0308 | 834.8653 | 85.2123 | 763.4818 | 884.5869 | 0 | 5.961 | 541.9143 | 252.3103 | 236.8683 | 1471.3644 | 0 | 0.35912 | 0.0062363 | 0 | 0.13358 | 0 | 0 | 1709.9041 | 0 | 0 | 0 | 6802.9982 | 159 | 5 | Winter
2018-06-08 06:00 | 15.2159 | 832.3794 | 169.7591 | 1121.0149 | 906.3468 | 0 | 12.9431 | 760.2252 | 200.6317 | 310.1382 | 1781.3974 | 0 | 0.95332 | 0.0055243 | 0 | 0.35459 | 0 | 0 | 1744.1259 | 0 | 0 | 0 | 7855.491 | 159 | 6 | Winter
2018-06-08 07:00 | 12.1442 | 939.4448 | 234.2949 | 1267.5874 | 950.2019 | 0 | 9.6072 | 1020.0448 | 282.7219 | 423.5881 | 2020.5106 | 0 | 1.7627 | 0.0056207 | 0 | 0.65565 | 0 | 0 | 1812.9239 | 0 | 0 | 0 | 8975.4937 | 159 | 7 | Winter
2018-06-08 08:00 | 8.1903 | 1058.3707 | 226.3812 | 1269.3174 | 987.9088 | 0 | 4.8649 | 1240.0631 | 373.5291 | 629.2507 | 2263.4399 | 0 | 1.9128 | 0.0056065 | 0 | 0.71148 | 0 | 0 | 1887.5954 | 0 | 0 | 0 | 9951.5414 | 159 | 8 | Winter
2018-06-08 09:00 | 5.7147 | 1222.1116 | 210.533 | 1334.9778 | 1009.059 | 0 | 2.9261 | 1452.2994 | 428.1539 | 728.9028 | 2475.5218 | 0 | 1.788 | 0.0054995 | 0 | 0.66508 | 0 | 0 | 1975.3673 | 0 | 0 | 0 | 10848.0259 | 159 | 9 | Winter
2018-06-08 10:00 | 4.3477 | 1436.6819 | 195.732 | 1361.7135 | 1009.4105 | 0 | 2.0134 | 1662.4849 | 455.0525 | 776.2326 | 2639.1871 | 0 | 2.05 | 0.0054317 | 0 | 0.76252 | 0 | 0 | 1991.5452 | 0 | 0 | 0 | 11537.2193 | 159 | 10 | Winter
2018-06-08 11:00 | 2.9717 | 1702.669 | 181.2093 | 1322.6686 | 1011.7006 | 0 | 1.2366 | 1821.0904 | 462.2472 | 800.3671 | 2690.1353 | 0 | 2.4823 | 0.0054066 | 0 | 0.92332 | 0 | 0 | 1986.0472 | 0 | 0 | 0 | 11985.7539 | 159 | 11 | Winter
2018-06-08 12:00 | 2.6378 | 1908.6521 | 174.2496 | 1281.1587 | 1019.3023 | 0 | 1.0378 | 1842.932 | 458.6161 | 787.225 | 2668.8029 | 0 | 2.8466 | 0.0053935 | 0 | 1.0588 | 0 | 0 | 2007.1224 | 0 | 0 | 0 | 12155.6477 | 159 | 12 | Winter
2018-06-08 13:00 | 1.1294 | 2033.6611 | 168.9981 | 1189.6395 | 990.7693 | 0 | 1.2426 | 1784.7395 | 444.7996 | 758.0862 | 2591.1365 | 0 | 2.8863 | 0.005476 | 0 | 1.0736 | 0 | 0 | 2010.7288 | 0 | 0 | 0 | 11978.8959 | 159 | 13 | Winter
2018-06-08 14:00 | 1.0846 | 2192.079 | 169.4364 | 1140.6388 | 980.2535 | 0 | 1.3421 | 1733.2158 | 418.3241 | 718.2235 | 2458.6795 | 0 | 3.2859 | 0.0055279 | 0 | 1.2222 | 0 | 0 | 2009.2363 | 0 | 0 | 0 | 11827.0275 | 159 | 14 | Winter
2018-06-08 15:00 | 0.98352 | 2322.7967 | 184.0454 | 1189.4713 | 1017.1108 | 0 | 1.3735 | 1647.0813 | 385.0424 | 690.3899 | 2330.3807 | 0 | 4.4423 | 0.0055921 | 0 | 1.6523 | 0 | 0 | 1960.5139 | 0 | 0 | 0 | 11735.2897 | 159 | 15 | Winter
2018-06-08 16:00 | 0.62787 | 2463.4012 | 210.4389 | 1421.8835 | 1090.2777 | 0 | 1.3403 | 1549.2023 | 352.7127 | 556.8004 | 2231.4381 | 0 | 5.8039 | 0.0057164 | 0 | 2.1588 | 0 | 0 | 1882.3502 | 0 | 0 | 0 | 11768.4417 | 159 | 16 | Winter
2018-06-08 17:00 | 0.45234 | 2589.0055 | 251.0174 | 1580.0922 | 1160.0986 | 0 | 1.6662 | 1421.8231 | 320.4995 | 539.3776 | 2150.4236 | 0 | 6.6899 | 0.0058293 | 0 | 2.4884 | 0 | 0 | 1739.7267 | 0 | 0 | 0 | 11763.3667 | 159 | 17 | Winter
2018-06-08 18:00 | 0.31926 | 2552.237 | 302.4285 | 1670.7164 | 1156.5167 | 0 | 2.0839 | 1241.0171 | 293.9528 | 518.6461 | 1942.5304 | 0 | 4.9292 | 0.005185 | 0 | 1.8335 | 0 | 0 | 1657.8159 | 0 | 0 | 0 | 11345.0321 | 159 | 18 | Winter
2018-06-08 19:00 | 0.47742 | 2299.3613 | 381.3412 | 1600.4563 | 1117.8349 | 0 | 2.5747 | 989.1501 | 271.3546 | 484.0327 | 1847.9887 | 0 | 2.7211 | 0.0059357 | 0 | 1.0121 | 0 | 0 | 1693.9896 | 0 | 0 | 0 | 10692.3007 | 159 | 19 | Winter
2018-06-08 20:00 | 0.68736 | 1947.6918 | 497.3276 | 1552.4428 | 1068.2776 | 0 | 2.6341 | 737.7879 | 362.3013 | 399.1859 | 1750.3133 | 0 | 2.1628 | 0.0059697 | 0 | 0.80449 | 0 | 0 | 1736.5541 | 0 | 0 | 0 | 10058.177 | 159 | 20 | Winter
2018-06-08 21:00 | 1.0042 | 1671.147 | 557.9468 | 1459.4418 | 1019.022 | 0 | 1.3363 | 558.9782 | 384.597 | 321.3185 | 1662.5902 | 0 | 1.5851 | 0.0058809 | 0 | 0.58959 | 0 | 0 | 1659.236 | 0 | 0 | 0 | 9298.7985 | 159 | 21 | Winter
2018-06-08 22:00 | 1.24 | 1441.5571 | 334.0012 | 1299.3845 | 913.6851 | 0 | 0.34176 | 485.7595 | 331.1797 | 261.3925 | 1606.9977 | 0 | 1.0162 | 0.0058635 | 0 | 0.378 | 0 | 0 | 1579.6312 | 0 | 0 | 0 | 8256.5705 | 159 | 22 | Winter
2018-06-08 23:00 | 1.5858 | 1258.087 | 130.3035 | 939.375 | 873.5796 | 0 | 0.42507 | 443.6269 | 297.0686 | 224.575 | 1570.7655 | 0 | 0.7197 | 0.0057109 | 0 | 0.2677 | 0 | 0 | 1536.2329 | 0 | 0 | 0 | 7276.6179 | 159 | 23 | Winter
2018-06-09 | 2.4866 | 1107.0537 | 82.9957 | 683.5305 | 864.8859 | 0 | 0.57359 | 370.7036 | 279.5245 | 187.6444 | 1506.1533 | 0 | 0.40134 | 0.00565 | 0 | 0.14928 | 0 | 0 | 1535.5205 | 0 | 0 | 0 | 6621.6284 | 160 | 0 | Summer
2018-06-09 01:00 | 3.3021 | 984.1627 | 75.8829 | 533.4237 | 858.7477 | 0 | 0.89022 | 369.1886 | 255.9752 | 158.8135 | 1557.1641 | 0 | 0.26081 | 0.005592 | 0 | 0.097011 | 0 | 0 | 1562.3092 | 0 | 0 | 0 | 6360.2234 | 160 | 1 | Summer
2018-06-09 02:00 | 6.0312 | 863.6463 | 74.1733 | 461.851 | 854.7724 | 0 | 1.3516 | 354.6316 | 250.1968 | 161.5662 | 1530.9542 | 0 | 0.1229 | 0.0055947 | 0 | 0.045714 | 0 | 0 | 1590.1624 | 0 | 0 | 0 | 6149.5114 | 160 | 2 | Summer
2018-06-09 03:00 | 8.1725 | 759.5277 | 74.1733 | 456.7979 | 856.5921 | 0 | 1.9086 | 358.8736 | 248.3003 | 172.707 | 1497.1429 | 0 | 0.16239 | 0.006257 | 0 | 0.060401 | 0 | 0 | 1609.7043 | 0 | 0 | 0 | 6044.1291 | 160 | 3 | Summer
2018-06-09 04:00 | 12.8021 | 669.2763 | 74.4576 | 468.6393 | 873.1126 | 0 | 2.8235 | 380.4924 | 250.4716 | 188.6587 | 1449.9068 | 0 | 0.088528 | 0.006299 | 0 | 0.032929 | 0 | 0 | 1647.1266 | 0 | 0 | 0 | 6017.8953 | 160 | 4 | Summer
2018-06-09 05:00 | 16.6206 | 614.323 | 80.993 | 529.1072 | 891.9996 | 0 | 4.833 | 428.1526 | 199.1744 | 215.2979 | 1396.508 | 0 | 0.36194 | 0.0064716 | 0 | 0.13463 | 0 | 0 | 1723.7997 | 0 | 0 | 0 | 6101.3121 | 160 | 5 | Summer
2018-06-09 06:00 | 14.313 | 615.0806 | 119.2612 | 705.2955 | 906.0696 | 0 | 16.0066 | 532.4248 | 109.2504 | 264.8589 | 1505.2127 | 0 | 0.96211 | 0.0057285 | 0 | 0.35786 | 0 | 0 | 1760.563 | 0 | 0 | 0 | 6549.6619 | 160 | 6 | Summer
2018-06-09 07:00 | 11.5631 | 702.094 | 184.2662 | 1029.6435 | 935.6438 | 0 | 9.454 | 637.0486 | 144.6223 | 301.9074 | 1486.0485 | 0 | 1.7779 | 0.005703 | 0 | 0.6613 | 0 | 0 | 1828.1413 | 0 | 0 | 0 | 7272.8777 | 160 | 7 | Summer
2018-06-09 08:00 | 6.9456 | 916.6096 | 237.9939 | 1308.4262 | 990.9459 | 0 | 6.5059 | 795.7463 | 189.3831 | 422.7686 | 1459.9881 | 0 | 1.9424 | 0.0057222 | 0 | 0.72248 | 0 | 0 | 1916.8634 | 0 | 0 | 0 | 8254.8473 | 160 | 8 | Summer
2018-06-09 09:00 | 3.8629 | 1205.8395 | 254.0273 | 1472.1545 | 1022.2095 | 0 | 4.7937 | 1023.2128 | 216.2907 | 479.8706 | 1471.5645 | 0 | 1.8246 | 0.0057142 | 0 | 0.67866 | 0 | 0 | 2016.0008 | 0 | 0 | 0 | 9172.3356 | 160 | 9 | Summer
2018-06-09 10:00 | 2.0788 | 1506.2033 | 246.7148 | 1509.7727 | 1025.2048 | 0 | 3.6271 | 1248.1139 | 230.3457 | 514.5871 | 1533.5512 | 0 | 2.0804 | 0.0056815 | 0 | 0.77382 | 0 | 0 | 2021.4211 | 0 | 0 | 0 | 9844.4804 | 160 | 10 | Summer
2018-06-09 11:00 | 0.98991 | 1800.1324 | 226.7794 | 1536.4108 | 1029.6318 | 0 | 3.4525 | 1414.8174 | 237.352 | 550.5983 | 1574.19 | 0 | 2.5257 | 0.0057609 | 0 | 0.93946 | 0 | 0 | 2020.6523 | 0 | 0 | 0 | 10398.4778 | 160 | 11 | Summer
2018-06-09 12:00 | 0.93533 | 2054.7376 | 217.3477 | 1503.6047 | 1038.6584 | 0 | 2.7544 | 1500.1065 | 239.1115 | 569.7079 | 1597.9018 | 0 | 2.894 | 0.0057214 | 0 | 1.0764 | 0 | 0 | 2040.4171 | 0 | 0 | 0 | 10769.2592 | 160 | 12 | Summer
2018-06-09 13:00 | 0.069982 | 2319.9091 | 212.3914 | 1433.6623 | 1010.9111 | 0 | 2.8064 | 1569.8183 | 238.5164 | 582.6953 | 1609.9614 | 0 | 2.9486 | 0.0058144 | 0 | 1.0968 | 0 | 0 | 2053.828 | 0 | 0 | 0 | 11038.6208 | 160 | 13 | Summer
2018-06-09 14:00 | 0.041792 | 2614.3003 | 214.7696 | 1392.415 | 999.8325 | 0 | 2.3495 | 1608.423 | 234.9383 | 589.7499 | 1631.1355 | 0 | 3.356 | 0.0058476 | 0 | 1.2483 | 0 | 0 | 2052.0709 | 0 | 0 | 0 | 11344.6366 | 160 | 14 | Summer
2018-06-09 15:00 | 0.004589 | 2888.2199 | 222.6005 | 1424.2947 | 1038.0466 | 0 | 2.1161 | 1616.9757 | 229.9111 | 575.8064 | 1678.883 | 0 | 4.5305 | 0.0059364 | 0 | 1.6852 | 0 | 0 | 1999.3456 | 0 | 0 | 0 | 11682.4257 | 160 | 15 | Summer
2018-06-09 16:00 | 0.069982 | 3139.9462 | 239.5856 | 1465.0305 | 1109.6003 | 0 | 2.1655 | 1597.9087 | 225.8078 | 490.5854 | 1741.6208 | 0 | 5.9076 | 0.0060546 | 0 | 2.1974 | 0 | 0 | 1915.9807 | 0 | 0 | 0 | 11936.4126 | 160 | 16 | Summer
2018-06-09 17:00 | 0 | 3220.2164 | 269.6033 | 1621.0342 | 1177.5323 | 0 | 1.8336 | 1470.9274 | 223.5492 | 474.3246 | 1803.5482 | 0 | 6.7425 | 0.0053296 | 0 | 2.5079 | 0 | 0 | 1753.4645 | 0 | 0 | 0 | 12025.2894 | 160 | 17 | Summer
2018-06-09 18:00 | 0.0052445 | 3082.212 | 313.7262 | 1608.7093 | 1167.9409 | 0 | 1.9177 | 1304.8347 | 222.7556 | 451.1717 | 1709.4431 | 0 | 4.9403 | 0.00535 | 0 | 1.8376 | 0 | 0 | 1661.558 | 0 | 0 | 0 | 11531.0577 | 160 | 18 | Summer
2018-06-09 19:00 | 0.0067196 | 2799.5702 | 396.5075 | 1580.6052 | 1128.5799 | 0 | 2.1137 | 1109.2375 | 223.1318 | 412.8201 | 1699.4077 | 0 | 2.6803 | 0.0053906 | 0 | 0.99694 | 0 | 0 | 1668.5144 | 0 | 0 | 0 | 11024.1774 | 160 | 19 | Summer
2018-06-09 20:00 | 0.044906 | 2426.8928 | 518.9689 | 1526.6062 | 1075.7639 | 0 | 2.8109 | 894.7966 | 328.4167 | 361.7246 | 1680.8259 | 0 | 2.1063 | 0.0054085 | 0 | 0.78344 | 0 | 0 | 1690.865 | 0 | 0 | 0 | 10510.6115 | 160 | 20 | Summer
2018-06-09 21:00 | 0.022453 | 2139.7386 | 596.3105 | 1456.4146 | 1027.6473 | 0 | 1.496 | 700.3324 | 359.3392 | 314.3878 | 1637.0345 | 0 | 1.574 | 0.0053118 | 0 | 0.58545 | 0 | 0 | 1648.4727 | 0 | 0 | 0 | 9883.3607 | 160 | 21 | Summer
2018-06-09 22:00 | 0.14439 | 1880.4017 | 371.7716 | 1262.8694 | 918.6428 | 0 | 0.20803 | 596.6763 | 310.6487 | 250.5188 | 1581.5595 | 0 | 1.0194 | 0.0052439 | 0 | 0.37917 | 0 | 0 | 1584.5541 | 0 | 0 | 0 | 8759.3991 | 160 | 22 | Summer
2018-06-09 23:00 | 0.1062 | 1652.5136 | 142.5702 | 947.5378 | 872.3051 | 0 | 0.26506 | 514.0079 | 276.083 | 201.5974 | 1542.7824 | 0 | 0.72418 | 0.0059627 | 0 | 0.26937 | 0 | 0 | 1544.681 | 0 | 0 | 0 | 7695.4491 | 160 | 23 | Summer
2018-06-10 | 0.18208 | 1474.6495 | 86.2044 | 711.1248 | 863.3248 | 0 | 0.32682 | 444.0262 | 262.7998 | 172.7029 | 1547.7876 | 0 | 0.99776 | 0.00663 | 0 | 0.37113 | 0 | 0 | 1151.2606 | 0 | 0 | 0 | 6715.7652 | 161 | 0 | Fall
2018-06-10 01:00 | 0.35646 | 1310.984 | 76.5767 | 541.2148 | 856.739 | 0 | 0.34684 | 376.1456 | 246.2238 | 162.5686 | 1436.644 | 0 | 0.40822 | 0.0065907 | 0 | 0.15184 | 0 | 0 | 1191.455 | 0 | 0 | 0 | 6199.8215 | 161 | 1 | Fall
2018-06-10 02:00 | 1.4018 | 1153.0679 | 74.1733 | 466.0049 | 853.249 | 0 | 0.47025 | 367.858 | 241.1178 | 166.1227 | 1430.7921 | 0 | 0.35185 | 0.0079486 | 0 | 0.13088 | 0 | 0 | 1150.2227 | 0 | 0 | 0 | 5904.9712 | 161 | 2 | Fall
2018-06-10 03:00 | 1.9577 | 1025.6875 | 74.1733 | 433.7023 | 855.7542 | 0 | 0.64008 | 359.7709 | 237.6324 | 177.9763 | 1387.7021 | 0 | 0.25612 | 0.0084655 | 0 | 0.095265 | 0 | 0 | 1126.7143 | 0 | 0 | 0 | 5682.071 | 161 | 3 | Fall
2018-06-10 04:00 | 3.791 | 891.8794 | 74.4408 | 453.1823 | 873.2263 | 0 | 0.86864 | 357.2719 | 242.2733 | 193.8359 | 1354.8697 | 0 | 0.049872 | 0.0084418 | 0 | 0.018551 | 0 | 0 | 1139.5151 | 0 | 0 | 0 | 5585.2312 | 161 | 4 | Fall
2018-06-10 05:00 | 5.4579 | 769.2056 | 80.3535 | 529.9714 | 892.1741 | 0 | 1.5535 | 393.7027 | 194.7889 | 220.9767 | 1320.1457 | 0 | 0.15186 | 0.0085087 | 0 | 0.056486 | 0 | 0 | 1135.5959 | 0 | 0 | 0 | 5544.1428 | 161 | 5 | Fall
2018-06-10 06:00 | 6.9207 | 662.3246 | 117.3038 | 732.1007 | 906.0876 | 0 | 10.9829 | 421.971 | 102.0278 | 263.937 | 1265.2003 | 0 | 0.32675 | 0.0086706 | 0 | 0.12154 | 0 | 0 | 1150.7346 | 0 | 0 | 0 | 5640.0478 | 161 | 6 | Fall
2018-06-10 07:00 | 8.1567 | 649.7166 | 182.4167 | 1016.8793 | 935.193 | 0 | 9.5169 | 465.0623 | 120.0336 | 294.8964 | 1235.8067 | 0 | 0.5435 | 0.0066682 | 0 | 0.20216 | 0 | 0 | 1082.8168 | 0 | 0 | 0 | 6001.2474 | 161 | 7 | Fall
2018-06-10 08:00 | 6.92 | 704.4679 | 237.4153 | 1313.893 | 990.3721 | 0 | 8.7695 | 510.3928 | 137.9289 | 410.6217 | 1275.7444 | 0 | 1.0512 | 0.0068717 | 0 | 0.39102 | 0 | 0 | 1104.4599 | 0 | 0 | 0 | 6702.4348 | 161 | 8 | Fall
2018-06-10 09:00 | 6.4472 | 811.0442 | 254.7734 | 1479.0126 | 1021.6018 | 0 | 7.0016 | 594.2171 | 158.1587 | 449.8974 | 1293.7131 | 0 | 1.8451 | 0.0068775 | 0 | 0.68629 | 0 | 0 | 1096.6996 | 0 | 0 | 0 | 7175.105 | 161 | 9 | Fall
2018-06-10 10:00 | 3.5386 | 942.8425 | 248.3547 | 1499.4712 | 1025.3247 | 0 | 5.9545 | 683.4569 | 177.2739 | 472.9869 | 1309.5744 | 0 | 2.5212 | 0.0068482 | 0 | 0.93777 | 0 | 0 | 1098.4833 | 0 | 0 | 0 | 7470.7273 | 161 | 10 | Fall
2018-06-10 11:00 | 1.6742 | 1127.1806 | 229.5874 | 1451.1524 | 1029.7773 | 0 | 3.9886 | 788.5874 | 191.8208 | 504.1008 | 1337.8689 | 0 | 3.2229 | 0.0069927 | 0 | 1.1988 | 0 | 0 | 1111.251 | 0 | 0 | 0 | 7781.4179 | 161 | 11 | Fall
2018-06-10 12:00 | 1.1881 | 1350.4227 | 217.4778 | 1451.5238 | 1038.3784 | 0 | 3.262 | 898.6324 | 200.512 | 521.6621 | 1390.8021 | 0 | 4.061 | 0.0070476 | 0 | 1.5105 | 0 | 0 | 1110.7498 | 0 | 0 | 0 | 8190.1898 | 161 | 12 | Fall
2018-06-10 13:00 | 0.078996 | 1581.0425 | 213.6623 | 1400.7919 | 1011.2976 | 0 | 2.9454 | 959.9859 | 204.1428 | 534.7217 | 1432.3599 | 0 | 4.1386 | 0.0070489 | 0 | 1.5394 | 0 | 0 | 1104.3142 | 0 | 0 | 0 | 8451.0282 | 161 | 13 | Fall
2018-06-10 14:00 | 0.01262 | 1761.0063 | 216.3394 | 1370.7172 | 1000.4178 | 0 | 3.1514 | 979.5248 | 202.0859 | 545.2967 | 1477.5118 | 0 | 4.2322 | 0.0071203 | 0 | 1.5742 | 0 | 0 | 1096.0403 | 0 | 0 | 0 | 8657.9179 | 161 | 14 | Fall
2018-06-10 15:00 | 0.067032 | 1957.8161 | 223.0186 | 1312.2224 | 1039.096 | 0 | 3.4969 | 993.7463 | 194.6806 | 542.3793 | 1516.5853 | 0 | 4.4533 | 0.0063368 | 0 | 1.6565 | 0 | 0 | 1079.6033 | 0 | 0 | 0 | 8868.8281 | 161 | 15 | Fall
2018-06-10 16:00 | 0.09096 | 2127.998 | 240.4045 | 1511.682 | 1110.4679 | 0 | 2.7743 | 975.299 | 185.3981 | 462.7147 | 1545.832 | 0 | 4.8472 | 0.0064125 | 0 | 1.803 | 0 | 0 | 1040.8926 | 0 | 0 | 0 | 9210.2108 | 161 | 16 | Fall
2018-06-10 17:00 | 0 | 2256.4139 | 271.1566 | 1661.2626 | 1177.9883 | 0 | 2.8018 | 906.4291 | 175.184 | 450.4236 | 1571.18 | 0 | 4.1794 | 0.0063593 | 0 | 1.5546 | 0 | 0 | 963.184 | 0 | 0 | 0 | 9441.7643 | 161 | 17 | Fall
2018-06-10 18:00 | 0.011309 | 2198.4453 | 315.5026 | 1661.9593 | 1168.3218 | 0 | 2.9711 | 808.0587 | 164.6234 | 433.0518 | 1583.9365 | 0 | 4.8399 | 0.0065113 | 0 | 1.8002 | 0 | 0 | 950.2811 | 0 | 0 | 0 | 9293.8096 | 161 | 18 | Fall
2018-06-10 19:00 | 0.056379 | 1984.875 | 396.8092 | 1609.6384 | 1127.6756 | 0 | 3.3953 | 693.2384 | 153.0231 | 398.196 | 1561.8899 | 0 | 4.7933 | 0.0063896 | 0 | 1.7829 | 0 | 0 | 959.6882 | 0 | 0 | 0 | 8895.068 | 161 | 19 | Fall
2018-06-10 20:00 | 0.1475 | 1696.673 | 515.3239 | 1515.3635 | 1074.312 | 0 | 4.5712 | 575.7724 | 249.6815 | 351.9327 | 1527.7768 | 0 | 4.1523 | 0.0063801 | 0 | 1.5445 | 0 | 0 | 999.0588 | 0 | 0 | 0 | 8516.3165 | 161 | 20 | Fall
2018-06-10 21:00 | 0.036712 | 1459.7677 | 586.8569 | 1425.6948 | 1025.3693 | 0 | 1.6257 | 476.7616 | 292.2346 | 304.8298 | 1478.6656 | 0 | 3.4068 | 0.0063291 | 0 | 1.2672 | 0 | 0 | 984.292 | 0 | 0 | 0 | 8040.8151 | 161 | 21 | Fall
2018-06-10 22:00 | 0.066868 | 1233.1317 | 367.5004 | 1202.6027 | 918.2996 | 0 | 0.49752 | 432.832 | 280.3088 | 248.1456 | 1425.497 | 0 | 2.6155 | 0.0062911 | 0 | 0.97287 | 0 | 0 | 1001.8497 | 0 | 0 | 0 | 7114.3265 | 161 | 22 | Fall
2018-06-10 23:00 | 0.22224 | 1023.9136 | 142.0469 | 923.9619 | 872.2899 | 0 | 0.90116 | 394.2174 | 267.4478 | 202.5703 | 1387.8625 | 0 | 1.8551 | 0.0061667 | 0 | 0.69003 | 0 | 0 | 1106.9899 | 0 | 0 | 0 | 6324.9749 | 161 | 23 | Fall
2018-06-11 | 0.83093 | 853.157 | 85.9491 | 681.7681 | 863.4703 | 0 | 1.5396 | 346.1045 | 254.282 | 169.4538 | 1415.5104 | 0 | 1.006 | 0.006746 | 0 | 0.37419 | 0 | 0 | 1160.6127 | 0 | 0 | 0 | 5834.0653 | 162 | 0 | Winter
2018-06-11 01:00 | 1.733 | 762.1396 | 76.4704 | 539.5658 | 857.0594 | 0 | 1.4547 | 304.5362 | 269.2645 | 167.1207 | 1478.6466 | 0 | 0.40955 | 0.0066345 | 0 | 0.15234 | 0 | 0 | 1195.4541 | 0 | 0 | 0 | 5654.0138 | 162 | 1 | Winter
2018-06-11 02:00 | 4.8941 | 656.751 | 74.3718 | 460.7305 | 853.5159 | 0 | 1.9081 | 303.3563 | 266.4335 | 156.4578 | 1445.5446 | 0 | 0.3482 | 0.0079269 | 0 | 0.12952 | 0 | 0 | 1138.5066 | 0 | 0 | 0 | 5362.9559 | 162 | 2 | Winter
2018-06-11 03:00 | 7.9116 | 576.739 | 74.3718 | 460.6885 | 856.2063 | 0 | 2.418 | 322.7745 | 267.755 | 159.6021 | 1409.419 | 0 | 0.25518 | 0.0080116 | 0 | 0.094917 | 0 | 0 | 1121.7656 | 0 | 0 | 0 | 5260.0094 | 162 | 3 | Winter
2018-06-11 04:00 | 13.7412 | 479.4749 | 74.4978 | 537.7408 | 870.5031 | 0 | 3.9615 | 349.6283 | 278.5289 | 185.709 | 1411.5797 | 0 | 0.04854 | 0.0086249 | 0 | 0.018055 | 0 | 0 | 1118.2788 | 0 | 0 | 0 | 5323.7191 | 162 | 4 | Winter
2018-06-11 05:00 | 19.0233 | 410.5773 | 85.2593 | 722.8367 | 884.6377 | 0 | 7.2427 | 440.5975 | 252.0899 | 233.4599 | 1471.0486 | 0 | 0.14857 | 0.0086559 | 0 | 0.055261 | 0 | 0 | 1110.4747 | 0 | 0 | 0 | 5637.4601 | 162 | 5 | Winter
2018-06-11 06:00 | 17.5972 | 414.2839 | 168.6255 | 1122.695 | 906.3081 | 0 | 18.2475 | 598.884 | 200.0237 | 306.8182 | 1780.761 | 0 | 0.32084 | 0.0081121 | 0 | 0.11934 | 0 | 0 | 1127.7007 | 0 | 0 | 0 | 6662.3932 | 162 | 6 | Winter
2018-06-11 07:00 | 14.06 | 493.2544 | 232.541 | 1276.3259 | 949.9046 | 0 | 11.1453 | 795.8376 | 281.9675 | 418.4861 | 2019.6483 | 0 | 0.54369 | 0.0070017 | 0 | 0.20223 | 0 | 0 | 1083.1872 | 0 | 0 | 0 | 7577.1109 | 162 | 7 | Winter
2018-06-11 08:00 | 8.5032 | 631.27 | 226.7932 | 1259.0178 | 988.39 | 0 | 6.617 | 999.1235 | 373.1925 | 623.6798 | 2262.3134 | 0 | 1.0452 | 0.0064044 | 0 | 0.38876 | 0 | 0 | 1098.6775 | 0 | 0 | 0 | 8479.0183 | 162 | 8 | Winter
2018-06-11 09:00 | 6.9844 | 782.8524 | 208.6784 | 1256.9525 | 1009.2232 | 0 | 4.994 | 1208.1479 | 427.9549 | 719.0565 | 2474.8876 | 0 | 1.8624 | 0.0065214 | 0 | 0.69273 | 0 | 0 | 1106.8448 | 0 | 0 | 0 | 9209.1381 | 162 | 9 | Winter
2018-06-11 10:00 | 5.7916 | 981.4262 | 195.0122 | 1310.0821 | 1009.8143 | 0 | 3.8201 | 1412.8416 | 455.032 | 769.5032 | 2638.8292 | 0 | 2.5559 | 0.0065544 | 0 | 0.95071 | 0 | 0 | 1113.6645 | 0 | 0 | 0 | 9899.3302 | 162 | 10 | Winter
2018-06-11 11:00 | 4.5362 | 1196.0262 | 179.0693 | 1307.1713 | 1011.6218 | 0 | 2.5881 | 1545.2033 | 462.2699 | 793.2845 | 2689.9765 | 0 | 3.3001 | 0.0066947 | 0 | 1.2275 | 0 | 0 | 1137.8281 | 0 | 0 | 0 | 10334.1095 | 162 | 11 | Winter
2018-06-11 12:00 | 4.0316 | 1420.3502 | 173.6797 | 1255.6625 | 1018.965 | 0 | 1.8355 | 1601.9849 | 458.6284 | 780.4665 | 2668.6977 | 0 | 4.1193 | 0.0067333 | 0 | 1.5322 | 0 | 0 | 1126.8326 | 0 | 0 | 0 | 10516.7929 | 162 | 12 | Winter
2018-06-11 13:00 | 1.5004 | 1630.9332 | 167.2243 | 1134.3043 | 990.2546 | 0 | 1.6204 | 1604.8514 | 444.9337 | 749.9596 | 2591.0355 | 0 | 4.1831 | 0.0066758 | 0 | 1.556 | 0 | 0 | 1116.1207 | 0 | 0 | 0 | 10438.484 | 162 | 13 | Winter
2018-06-11 14:00 | 0.94189 | 1818.0987 | 168.2111 | 1115.4881 | 979.5877 | 0 | 1.5859 | 1558.4384 | 418.6017 | 712.0865 | 2458.7766 | 0 | 4.226 | 0.0066662 | 0 | 1.5719 | 0 | 0 | 1094.3093 | 0 | 0 | 0 | 10331.9305 | 162 | 14 | Winter
2018-06-11 15:00 | 0.64918 | 2021.5976 | 182.8556 | 1152.0947 | 1016.1875 | 0 | 1.8463 | 1509.1718 | 385.4904 | 682.7787 | 2330.8758 | 0 | 4.4201 | 0.00668 | 0 | 1.6441 | 0 | 0 | 1071.5622 | 0 | 0 | 0 | 10361.1805 | 162 | 15 | Winter
2018-06-11 16:00 | 0.2242 | 2234.3875 | 208.8239 | 1327.6686 | 1088.6728 | 0 | 2.162 | 1421.6054 | 352.9692 | 553.2444 | 2232.0612 | 0 | 4.8179 | 0.0066533 | 0 | 1.7921 | 0 | 0 | 1034.5502 | 0 | 0 | 0 | 10462.9859 | 162 | 16 | Winter
2018-06-11 17:00 | 0.1793 | 2367.1602 | 250.6159 | 1560.2325 | 1158.86 | 0 | 2.4661 | 1285.2351 | 320.6486 | 532.8178 | 2151.2535 | 0 | 4.2114 | 0.006695 | 0 | 1.5665 | 0 | 0 | 970.5804 | 0 | 0 | 0 | 10605.8341 | 162 | 17 | Winter
2018-06-11 18:00 | 0.040809 | 2313.0061 | 300.9888 | 1682.3064 | 1154.9241 | 0 | 2.7113 | 1113.2029 | 294.2028 | 512.2493 | 1943.2761 | 0 | 4.8312 | 0.006695 | 0 | 1.797 | 0 | 0 | 948.6875 | 0 | 0 | 0 | 10272.2312 | 162 | 18 | Winter
2018-06-11 19:00 | 0.16389 | 2094.3639 | 379.504 | 1574.6949 | 1117.137 | 0 | 3.1476 | 907.6153 | 271.633 | 479.6653 | 1848.5402 | 0 | 4.8838 | 0.0066514 | 0 | 1.8166 | 0 | 0 | 977.7831 | 0 | 0 | 0 | 9660.9554 | 162 | 19 | Winter
2018-06-11 20:00 | 0.63951 | 1757.8645 | 495.7151 | 1507.7333 | 1067.851 | 0 | 2.0248 | 682.0064 | 361.8845 | 395.1911 | 1750.6478 | 0 | 4.2451 | 0.0066895 | 0 | 1.579 | 0 | 0 | 1021.4467 | 0 | 0 | 0 | 9048.8357 | 162 | 20 | Winter
2018-06-11 21:00 | 2.1648 | 1466.9194 | 561.6424 | 1424.8326 | 1019.6957 | 0 | 1.5551 | 517.871 | 384.8451 | 314.9534 | 1662.745 | 0 | 3.4908 | 0.0067137 | 0 | 1.2984 | 0 | 0 | 1008.6848 | 0 | 0 | 0 | 8370.7053 | 162 | 21 | Winter
2018-06-11 22:00 | 3.5481 | 1229.9429 | 332.1518 | 1264.0925 | 913.774 | 0 | 0.76658 | 452.5393 | 331.3103 | 258.0213 | 1607.0386 | 0 | 2.6871 | 0.006732 | 0 | 0.99948 | 0 | 0 | 1029.3198 | 0 | 0 | 0 | 7426.1985 | 162 | 22 | Winter
2018-06-11 23:00 | 6.2226 | 1034.7988 | 130.3316 | 945.1496 | 873.6176 | 0 | 1.1604 | 409.013 | 297.0712 | 223.6305 | 1570.8671 | 0 | 1.8912 | 0.0065276 | 0 | 0.70347 | 0 | 0 | 1128.3093 | 0 | 0 | 0 | 6622.773 | 162 | 23 | Winter
2018-06-12 | 9.7678 | 922.3355 | 83.0556 | 683.4141 | 864.8475 | 0 | 1.5355 | 340.0767 | 279.5264 | 185.6467 | 1505.9626 | 0 | 0.41106 | 0.0062506 | 0 | 0.1529 | 0 | 0 | 1572.7311 | 0 | 0 | 0 | 6449.4699 | 163 | 0 | Winter
2018-06-12 01:00 | 12.3442 | 800.2524 | 75.8937 | 509.7088 | 858.8853 | 0 | 1.5101 | 304.686 | 269.2645 | 165.0606 | 1478.6466 | 0 | 0.2686 | 0.0061858 | 0 | 0.099908 | 0 | 0 | 1607.2887 | 0 | 0 | 0 | 6083.9156 | 163 | 1 | Winter
2018-06-12 02:00 | 18.2659 | 679.3086 | 74.3718 | 443.5764 | 854.8668 | 0 | 2.2463 | 300.2834 | 266.4335 | 158.3811 | 1445.5446 | 0 | 0.1283 | 0.0061539 | 0 | 0.047722 | 0 | 0 | 1660.1652 | 0 | 0 | 0 | 5903.6258 | 163 | 2 | Winter
2018-06-12 03:00 | 23.6281 | 583.9677 | 74.3718 | 459.4936 | 856.6498 | 0 | 3.0639 | 319.3038 | 267.755 | 159.3492 | 1409.419 | 0 | 0.16821 | 0.006001 | 0 | 0.062569 | 0 | 0 | 1670.1403 | 0 | 0 | 0 | 5827.379 | 163 | 3 | Winter
2018-06-12 04:00 | 34.377 | 492.4323 | 74.4841 | 515.0678 | 870.4699 | 0 | 4.7387 | 352.2055 | 278.5289 | 185.6108 | 1411.5797 | 0 | 0.093472 | 0.0067706 | 0 | 0.034768 | 0 | 0 | 1738.4546 | 0 | 0 | 0 | 5958.0842 | 163 | 4 | Winter
2018-06-12 05:00 | 43.3109 | 429.5097 | 85.1401 | 755.179 | 884.8534 | 0 | 8.2293 | 449.2662 | 252.0899 | 232.421 | 1471.0486 | 0 | 0.38256 | 0.0068455 | 0 | 0.1423 | 0 | 0 | 1821.7017 | 0 | 0 | 0 | 6433.2816 | 163 | 5 | Winter
2018-06-12 06:00 | 37.6665 | 449.3746 | 168.0173 | 1111.8073 | 906.2317 | 0 | 31.2368 | 620.1071 | 200.0237 | 306.8713 | 1780.761 | 0 | 1.0059 | 0.006036 | 0 | 0.37414 | 0 | 0 | 1840.1835 | 0 | 0 | 0 | 7453.6668 | 163 | 6 | Winter
2018-06-12 07:00 | 24.62 | 563.3669 | 231.2346 | 1254.1092 | 949.5818 | 0 | 14.0612 | 839.4904 | 281.9675 | 417.1726 | 2019.6483 | 0 | 1.798 | 0.005948 | 0 | 0.66876 | 0 | 0 | 1848.5952 | 0 | 0 | 0 | 8446.3203 | 163 | 7 | Winter
2018-06-12 08:00 | 11.165 | 739.5445 | 223.8455 | 1283.2647 | 987.7083 | 0 | 5.2382 | 1070.1705 | 373.1925 | 624.8301 | 2262.3134 | 0 | 1.9334 | 0.005192 | 0 | 0.71914 | 0 | 0 | 1907.8076 | 0 | 0 | 0 | 9491.7381 | 163 | 8 | Winter
2018-06-12 09:00 | 5.1347 | 965.7115 | 209.9625 | 1314.0783 | 1009.2726 | 0 | 2.6577 | 1316.477 | 427.9549 | 721.6108 | 2474.8876 | 0 | 1.7503 | 0.005841 | 0 | 0.65105 | 0 | 0 | 1933.796 | 0 | 0 | 0 | 10383.9509 | 163 | 9 | Winter
2018-06-12 10:00 | 2.4194 | 1225.0598 | 197.1664 | 1294.3609 | 1010.0994 | 0 | 1.5839 | 1549.4803 | 455.032 | 767.5497 | 2638.8292 | 0 | 1.9357 | 0.0050954 | 0 | 0.72001 | 0 | 0 | 1881.0285 | 0 | 0 | 0 | 11025.2703 | 163 | 10 | Winter
2018-06-12 11:00 | 0.8683 | 1474.5228 | 181.7746 | 1354.5207 | 1012.142 | 0 | 1.0005 | 1697.0496 | 462.2699 | 796.3866 | 2689.9765 | 0 | 2.3392 | 0.0051232 | 0 | 0.8701 | 0 | 0 | 1871.846 | 0 | 0 | 0 | 11545.5721 | 163 | 11 | Winter
2018-06-12 12:00 | 1.031 | 1727.6481 | 175.393 | 1290.6906 | 1019.9087 | 0 | 0.86155 | 1770.4032 | 458.6284 | 780.57 | 2668.6977 | 0 | 2.68 | 0.0050962 | 0 | 0.99686 | 0 | 0 | 1889.5071 | 0 | 0 | 0 | 11787.0214 | 163 | 12 | Winter
2018-06-12 13:00 | 0.01262 | 1998.2132 | 167.9954 | 1172.9929 | 990.5954 | 0 | 1.0154 | 1793.8945 | 444.9337 | 750.5789 | 2591.0355 | 0 | 2.7199 | 0.0050936 | 0 | 1.0117 | 0 | 0 | 1894.7556 | 0 | 0 | 0 | 11809.7598 | 163 | 13 | Winter
2018-06-12 14:00 | 0.075882 | 2260.2445 | 169.1564 | 1130.87 | 979.8919 | 0 | 1.0319 | 1774.2454 | 418.6017 | 714.7253 | 2458.7766 | 0 | 3.0712 | 0.0051257 | 0 | 1.1424 | 0 | 0 | 1877.9969 | 0 | 0 | 0 | 11789.8351 | 163 | 14 | Winter
2018-06-12 15:00 | 0.052609 | 2521.7508 | 183.3317 | 1178.4397 | 1016.1176 | 0 | 1.0443 | 1730.9088 | 385.4904 | 684.3106 | 2330.8758 | 0 | 4.1631 | 0.0051802 | 0 | 1.5485 | 0 | 0 | 1837.1885 | 0 | 0 | 0 | 11875.2276 | 163 | 15 | Winter
2018-06-12 16:00 | 0 | 2769.6762 | 208.4445 | 1379.9711 | 1088.6085 | 0 | 1.0327 | 1634.7361 | 352.9692 | 554.7213 | 2232.0612 | 0 | 5.51 | 0.0052636 | 0 | 2.0495 | 0 | 0 | 1786.9948 | 0 | 0 | 0 | 12016.7803 | 163 | 16 | Winter
2018-06-12 17:00 | 0 | 2911.6502 | 250.8093 | 1597.7387 | 1159.6889 | 0 | 1.387 | 1481.9406 | 320.6486 | 533.925 | 2151.2535 | 0 | 6.3556 | 0.005274 | 0 | 2.364 | 0 | 0 | 1652.8534 | 0 | 0 | 0 | 12070.6201 | 163 | 17 | Winter
2018-06-12 18:00 | 0.050643 | 2870.6519 | 300.3829 | 1615.8343 | 1155.1751 | 0 | 1.791 | 1284.7239 | 294.2028 | 515.6434 | 1943.2761 | 0 | 4.7396 | 0.0053044 | 0 | 1.7629 | 0 | 0 | 1594.0752 | 0 | 0 | 0 | 11582.3152 | 163 | 18 | Winter
2018-06-12 19:00 | 0.0083585 | 2594.6789 | 381.1266 | 1557.0333 | 1117.3669 | 0 | 2.2169 | 1028.5928 | 271.633 | 478.3428 | 1848.5402 | 0 | 2.6113 | 0.0054049 | 0 | 0.97131 | 0 | 0 | 1625.3749 | 0 | 0 | 0 | 10908.5029 | 163 | 19 | Winter
2018-06-12 20:00 | 0 | 2159.4451 | 495.5415 | 1509.0741 | 1067.3218 | 0 | 2.5581 | 757.6137 | 361.8845 | 394.7559 | 1750.6478 | 0 | 2.067 | 0.0054871 | 0 | 0.76883 | 0 | 0 | 1659.7853 | 0 | 0 | 0 | 10161.4692 | 163 | 20 | Winter
2018-06-12 21:00 | 0.11128 | 1816.8953 | 557.5638 | 1459.5109 | 1018.9511 | 0 | 0.97477 | 562.705 | 384.8451 | 315.5092 | 1662.745 | 0 | 1.5392 | 0.0055138 | 0 | 0.57251 | 0 | 0 | 1611.3773 | 0 | 0 | 0 | 9393.3059 | 163 | 21 | Winter
2018-06-12 22:00 | 0.077685 | 1524.9209 | 334.3336 | 1262.8032 | 913.9154 | 0 | 0.19464 | 483.4934 | 331.3103 | 258.4408 | 1607.0386 | 0 | 0.99238 | 0.0054501 | 0 | 0.36913 | 0 | 0 | 1542.6924 | 0 | 0 | 0 | 8260.5878 | 163 | 22 | Winter
2018-06-12 23:00 | 0.46152 | 1287.7795 | 129.3048 | 952.642 | 873.5865 | 0 | 0.44201 | 436.1046 | 297.0712 | 222.5465 | 1570.8671 | 0 | 0.70915 | 0.005358 | 0 | 0.26377 | 0 | 0 | 1513.2753 | 0 | 0 | 0 | 7285.0594 | 163 | 23 | Winter
2018-06-13 | 1.6358 | 1090.9293 | 82.835 | 681.777 | 864.8713 | 0 | 0.74044 | 364.2294 | 279.5264 | 186.8563 | 1505.9626 | 0 | 0.39461 | 0.0059249 | 0 | 0.14678 | 0 | 0 | 1508.9432 | 0 | 0 | 0 | 6568.8541 | 164 | 0 | Summer
2018-06-13 01:00 | 3.6399 | 946.5316 | 75.8628 | 514.1033 | 858.943 | 0 | 0.80182 | 327.5431 | 269.5294 | 166.7193 | 1478.1875 | 0 | 0.26196 | 0.005906 | 0 | 0.097438 | 0 | 0 | 1566.7416 | 0 | 0 | 0 | 6208.9687 | 164 | 1 | Summer
2018-06-13 02:00 | 8.0671 | 809.2677 | 74.3718 | 460.4971 | 854.7216 | 0 | 1.4518 | 325.8405 | 266.5707 | 159.2721 | 1447.029 | 0 | 0.12341 | 0.005906 | 0 | 0.045902 | 0 | 0 | 1596.0339 | 0 | 0 | 0 | 6003.2983 | 164 | 2 | Summer
2018-06-13 03:00 | 13.269 | 703.3307 | 74.3718 | 457.7696 | 856.683 | 0 | 2.3105 | 344.7652 | 267.699 | 160.672 | 1412.9785 | 0 | 0.16226 | 0.0058371 | 0 | 0.060353 | 0 | 0 | 1609.9565 | 0 | 0 | 0 | 5904.0341 | 164 | 3 | Summer
2018-06-13 04:00 | 25.0106 | 598.6515 | 74.4928 | 526.2227 | 870.007 | 0 | 4.0857 | 379.3392 | 278.346 | 186.7311 | 1415.3208 | 0 | 0.089029 | 0.0058734 | 0 | 0.033115 | 0 | 0 | 1657.3961 | 0 | 0 | 0 | 6015.7316 | 164 | 4 | Summer
2018-06-13 05:00 | 35.9256 | 521.703 | 85.4188 | 744.7849 | 883.974 | 0 | 7.1277 | 479.596 | 251.7207 | 233.5056 | 1476.3328 | 0 | 0.36513 | 0.0059533 | 0 | 0.13581 | 0 | 0 | 1740.059 | 0 | 0 | 0 | 6460.6551 | 164 | 5 | Summer
2018-06-13 06:00 | 30.8695 | 526.1943 | 168.3593 | 1102.4902 | 906.2372 | 0 | 28.3404 | 660.7051 | 198.974 | 307.3588 | 1786.7213 | 0 | 0.97109 | 0.0059522 | 0 | 0.36121 | 0 | 0 | 1777.5199 | 0 | 0 | 0 | 7495.1083 | 164 | 6 | Summer
2018-06-13 07:00 | 19.0338 | 612.5129 | 228.9776 | 1286.9081 | 949.5192 | 0 | 12.5878 | 870.6655 | 279.4269 | 419.0328 | 2024.559 | 0 | 1.7772 | 0.0059261 | 0 | 0.66105 | 0 | 0 | 1827.6476 | 0 | 0 | 0 | 8533.3154 | 164 | 7 | Summer
2018-06-13 08:00 | 8.6507 | 784.3444 | 224.0961 | 1339.2821 | 988.0564 | 0 | 4.3801 | 1092.9629 | 369.9993 | 622.0585 | 2265.9667 | 0 | 1.9384 | 0.0058521 | 0 | 0.72102 | 0 | 0 | 1912.6325 | 0 | 0 | 0 | 9615.0951 | 164 | 8 | Summer
2018-06-13 09:00 | 3.9419 | 1038.3732 | 210.3195 | 1317.6899 | 1009.5433 | 0 | 2.3589 | 1350.4161 | 426.9046 | 719.3206 | 2476.1416 | 0 | 1.8513 | 0.005876 | 0 | 0.68859 | 0 | 0 | 2045.4621 | 0 | 0 | 0 | 10603.0176 | 164 | 9 | Summer
2018-06-13 10:00 | 1.6361 | 1282.2875 | 198.2707 | 1350.5596 | 1010.722 | 0 | 1.4999 | 1555.6385 | 454.7857 | 768.2757 | 2638.4569 | 0 | 2.0588 | 0.0056957 | 0 | 0.76579 | 0 | 0 | 2000.6135 | 0 | 0 | 0 | 11265.5763 | 164 | 10 | Summer
2018-06-13 11:00 | 0.68605 | 1533.6234 | 183.3552 | 1368.2097 | 1012.8282 | 0 | 0.97967 | 1690.5503 | 462.2038 | 793.4534 | 2687.2316 | 0 | 2.4894 | 0.0057552 | 0 | 0.92594 | 0 | 0 | 1991.5351 | 0 | 0 | 0 | 11728.0775 | 164 | 11 | Summer
2018-06-13 12:00 | 0.98597 | 1846.8 | 174.6843 | 1297.7201 | 1020.0573 | 0 | 0.79495 | 1791.3643 | 458.607 | 779.901 | 2665.233 | 0 | 2.8463 | 0.0057259 | 0 | 1.0587 | 0 | 0 | 2006.9485 | 0 | 0 | 0 | 12047.0073 | 164 | 12 | Summer
2018-06-13 13:00 | 0.11735 | 2138.7279 | 167.961 | 1149.138 | 990.8906 | 0 | 0.96726 | 1842.3143 | 444.7941 | 750.675 | 2587.6906 | 0 | 2.888 | 0.0057562 | 0 | 1.0742 | 0 | 0 | 2011.8148 | 0 | 0 | 0 | 12089.0589 | 164 | 13 | Summer
2018-06-13 14:00 | 0.03409 | 2399.3497 | 170.5228 | 1129.6842 | 980.4499 | 0 | 1.0548 | 1819.036 | 418.3252 | 712.7727 | 2454.409 | 0 | 3.3118 | 0.0058485 | 0 | 1.2319 | 0 | 0 | 2025.0057 | 0 | 0 | 0 | 12115.1936 | 164 | 14 | Summer
2018-06-13 15:00 | 0.045398 | 2628.0352 | 183.9438 | 1175.6892 | 1016.3147 | 0 | 1.1055 | 1719.9507 | 385.0426 | 683.7014 | 2323.7506 | 0 | 4.4702 | 0.0058955 | 0 | 1.6627 | 0 | 0 | 1972.674 | 0 | 0 | 0 | 12096.392 | 164 | 15 | Summer
2018-06-13 16:00 | 0.056215 | 2827.5226 | 209.2417 | 1383.1598 | 1088.5774 | 0 | 1.0965 | 1595.0824 | 352.7135 | 553.3937 | 2226.2753 | 0 | 5.822 | 0.0059666 | 0 | 2.1655 | 0 | 0 | 1888.2921 | 0 | 0 | 0 | 12133.4046 | 164 | 16 | Summer
2018-06-13 17:00 | 0 | 2990.7717 | 249.8838 | 1551.9694 | 1157.5209 | 0 | 1.2078 | 1471.8675 | 320.485 | 533.363 | 2145.2711 | 0 | 6.7029 | 0.0052224 | 0 | 2.4932 | 0 | 0 | 1743.231 | 0 | 0 | 0 | 12174.7725 | 164 | 17 | Summer
2018-06-13 18:00 | 0 | 2988.1806 | 299.4226 | 1598.5851 | 1153.5183 | 0 | 1.5757 | 1310.5959 | 293.9396 | 514.6401 | 1939.6489 | 0 | 4.9128 | 0.005208 | 0 | 1.8274 | 0 | 0 | 1652.2538 | 0 | 0 | 0 | 11759.1059 | 164 | 18 | Summer
2018-06-13 19:00 | 0.015898 | 2759.4082 | 380.4806 | 1584.6896 | 1117.2988 | 0 | 2.0313 | 1074.7619 | 271.3793 | 480.4368 | 1847.6458 | 0 | 2.6926 | 0.0052221 | 0 | 1.0015 | 0 | 0 | 1675.8842 | 0 | 0 | 0 | 11197.7316 | 164 | 19 | Summer
2018-06-13 20:00 | 0 | 2324.3202 | 496.5899 | 1571.6808 | 1067.3456 | 0 | 2.5265 | 799.0278 | 362.3469 | 396.1886 | 1751.3338 | 0 | 2.1428 | 0.0059588 | 0 | 0.79703 | 0 | 0 | 1720.5137 | 0 | 0 | 0 | 10494.8196 | 164 | 20 | Summer
2018-06-13 21:00 | 0.054084 | 1938.5619 | 560.6093 | 1445.127 | 1018.526 | 0 | 1.2942 | 585.5393 | 387.4343 | 316.7012 | 1664.7943 | 0 | 1.5731 | 0.0058945 | 0 | 0.58513 | 0 | 0 | 1646.931 | 0 | 0 | 0 | 9567.7365 | 164 | 21 | Summer
2018-06-13 22:00 | 0.2483 | 1638.4693 | 337.0574 | 1251.5801 | 913.8117 | 0 | 0.38673 | 498.906 | 334.9043 | 259.0255 | 1608.5029 | 0 | 1.0068 | 0.0051369 | 0 | 0.37449 | 0 | 0 | 1565.3188 | 0 | 0 | 0 | 8409.5975 | 164 | 22 | Summer
2018-06-13 23:00 | 0.44693 | 1396.8648 | 130.6994 | 906.1784 | 873.6363 | 0 | 0.40955 | 446.3865 | 299.0758 | 225.5282 | 1571.4723 | 0 | 0.71175 | 0.0058135 | 0 | 0.26474 | 0 | 0 | 1518.6992 | 0 | 0 | 0 | 7370.3796 | 164 | 23 | Summer
2018-06-14 | 0.97516 | 1234.1876 | 83.2554 | 658.2641 | 864.8254 | 0 | 0.57127 | 369.8643 | 280.3765 | 187.0385 | 1505.1196 | 0 | 0.39663 | 0.0056732 | 0 | 0.14753 | 0 | 0 | 1516.9472 | 0 | 0 | 0 | 6701.9748 | 165 | 0 | Winter
2018-06-14 01:00 | 2.0565 | 1080.7835 | 75.9825 | 507.8652 | 858.6443 | 0 | 0.64308 | 332.3115 | 269.4236 | 166.0641 | 1473.7262 | 0 | 0.25757 | 0.0056066 | 0 | 0.095805 | 0 | 0 | 1540.7741 | 0 | 0 | 0 | 6308.6336 | 165 | 1 | Winter
2018-06-14 02:00 | 5.0334 | 930.7054 | 74.3718 | 465.5292 | 854.6767 | 0 | 1.0869 | 326.5905 | 266.5045 | 158.3259 | 1441.5905 | 0 | 0.1221 | 0.005606 | 0 | 0.045418 | 0 | 0 | 1575.8942 | 0 | 0 | 0 | 6100.482 | 165 | 2 | Winter
2018-06-14 03:00 | 8.606 | 813.8773 | 74.3718 | 459.6985 | 856.5897 | 0 | 1.8624 | 345.5379 | 267.7548 | 160.2144 | 1406.1367 | 0 | 0.16059 | 0.0062577 | 0 | 0.059732 | 0 | 0 | 1591.1168 | 0 | 0 | 0 | 5985.9927 | 165 | 3 | Winter
2018-06-14 04:00 | 14.8121 | 694.2481 | 74.488 | 531.1935 | 870.1768 | 0 | 2.9314 | 375.4626 | 278.5034 | 185.6858 | 1407.606 | 0 | 0.087156 | 0.0062197 | 0 | 0.032419 | 0 | 0 | 1625.3173 | 0 | 0 | 0 | 6060.5508 | 165 | 4 | Winter
2018-06-14 05:00 | 20.6391 | 613.011 | 84.6296 | 776.4348 | 884.8769 | 0 | 5.3554 | 471.7417 | 252.1674 | 232.4326 | 1468.3202 | 0 | 0.35537 | 0.0062522 | 0 | 0.13218 | 0 | 0 | 1691.8346 | 0 | 0 | 0 | 6501.937 | 165 | 5 | Winter
2018-06-14 06:00 | 19.5621 | 641.3989 | 164.335 | 1095.2138 | 906.2002 | 0 | 23.1396 | 653.7533 | 200.436 | 306.4737 | 1779.6201 | 0 | 0.94575 | 0.0056046 | 0 | 0.35178 | 0 | 0 | 1730.2491 | 0 | 0 | 0 | 7521.685 | 165 | 6 | Winter
2018-06-14 07:00 | 12.8044 | 816.6717 | 230.476 | 1287.9529 | 949.9233 | 0 | 9.137 | 909.5518 | 282.4932 | 418.6775 | 2017.8965 | 0 | 1.7326 | 0.0055496 | 0 | 0.64447 | 0 | 0 | 1781.4021 | 0 | 0 | 0 | 8719.369 | 165 | 7 | Winter
2018-06-14 08:00 | 5.6074 | 1098.8309 | 223.9149 | 1289.3458 | 987.9932 | 0 | 3.8392 | 1194.253 | 373.2298 | 622.4347 | 2257.9883 | 0 | 1.8918 | 0.0056078 | 0 | 0.70367 | 0 | 0 | 1866.337 | 0 | 0 | 0 | 9926.3752 | 165 | 8 | Winter
2018-06-14 09:00 | 2.3671 | 1406.2814 | 207.8925 | 1333.315 | 1008.901 | 0 | 2.4186 | 1482.0612 | 427.9351 | 722.3799 | 2464.3516 | 0 | 1.7728 | 0.005516 | 0 | 0.65942 | 0 | 0 | 1958.7612 | 0 | 0 | 0 | 11019.1023 | 165 | 9 | Winter
2018-06-14 10:00 | 0.93009 | 1737.1118 | 197.0244 | 1372.2698 | 1010.2474 | 0 | 1.5518 | 1731.327 | 454.9391 | 768.9157 | 2619.0307 | 0 | 2.0372 | 0.0054092 | 0 | 0.75776 | 0 | 0 | 1979.5137 | 0 | 0 | 0 | 11875.6619 | 165 | 10 | Winter
2018-06-14 11:00 | 0.44251 | 1994.8509 | 180.0831 | 1316.0672 | 1011.8721 | 0 | 1.0441 | 1852.8795 | 462.2158 | 793.5697 | 2659.1363 | 0 | 2.4853 | 0.0054253 | 0 | 0.92444 | 0 | 0 | 1988.5817 | 0 | 0 | 0 | 12264.1581 | 165 | 11 | Winter
2018-06-14 12:00 | 0.78275 | 2270.5028 | 171.9581 | 1296.8166 | 1018.5578 | 0 | 0.90631 | 1921.4384 | 458.611 | 781.0472 | 2631.5079 | 0 | 2.8506 | 0.0053731 | 0 | 1.0603 | 0 | 0 | 2009.7008 | 0 | 0 | 0 | 12565.746 | 165 | 12 | Winter
2018-06-14 13:00 | 0.011636 | 2553.9952 | 166.7632 | 1174.0314 | 990.3987 | 0 | 1.0946 | 1961.9638 | 444.7978 | 749.6436 | 2553.0501 | 0 | 2.9168 | 0.0054767 | 0 | 1.0849 | 0 | 0 | 2031.9493 | 0 | 0 | 0 | 12631.7065 | 165 | 13 | Winter
2018-06-14 14:00 | 0.082602 | 2819.6847 | 169.921 | 1147.3481 | 980.5719 | 0 | 1.223 | 1934.1043 | 418.3259 | 712.309 | 2424.9496 | 0 | 3.3403 | 0.005551 | 0 | 1.2425 | 0 | 0 | 2042.5825 | 0 | 0 | 0 | 12655.6909 | 165 | 14 | Winter
2018-06-14 15:00 | 0.065229 | 3046.7704 | 182.8687 | 1186.7687 | 1016.4782 | 0 | 1.2753 | 1872.5896 | 385.0428 | 683.9037 | 2305.3861 | 0 | 4.5347 | 0.0055929 | 0 | 1.6867 | 0 | 0 | 2001.1829 | 0 | 0 | 0 | 12688.5588 | 165 | 15 | Winter
2018-06-14 16:00 | 0.041792 | 3210.1614 | 208.5592 | 1339.2516 | 1088.6562 | 0 | 1.3374 | 1744.3591 | 352.7128 | 554.7027 | 2218.8984 | 0 | 5.944 | 0.0056836 | 0 | 2.2109 | 0 | 0 | 1927.7018 | 0 | 0 | 0 | 12654.543 | 165 | 16 | Winter
2018-06-14 17:00 | 0.024092 | 3294.0681 | 250.2993 | 1544.9234 | 1157.9243 | 0 | 1.6984 | 1576.5513 | 320.4859 | 533.0725 | 2147.8031 | 0 | 6.8326 | 0.0056929 | 0 | 2.5414 | 0 | 0 | 1776.902 | 0 | 0 | 0 | 12613.1321 | 165 | 17 | Winter
2018-06-14 18:00 | 0.057526 | 3157.723 | 301.2642 | 1598.2147 | 1154.5515 | 0 | 2.0659 | 1365.3646 | 293.9385 | 513.1301 | 1949.5547 | 0 | 5.0459 | 0.005775 | 0 | 1.8769 | 0 | 0 | 1697.0841 | 0 | 0 | 0 | 12039.8773 | 165 | 18 | Winter
2018-06-14 19:00 | 0.051298 | 2863.4976 | 378.3729 | 1554.1933 | 1116.0637 | 0 | 2.5123 | 1109.2312 | 271.3593 | 481.3892 | 1862.2369 | 0 | 2.7801 | 0.0058392 | 0 | 1.0341 | 0 | 0 | 1730.5176 | 0 | 0 | 0 | 11373.2453 | 165 | 19 | Winter
2018-06-14 20:00 | 0.05392 | 2468.2109 | 494.6229 | 1489.5345 | 1066.2924 | 0 | 2.6822 | 844.6202 | 361.6285 | 394.8103 | 1767.361 | 0 | 2.2208 | 0.0058892 | 0 | 0.82603 | 0 | 0 | 1782.7905 | 0 | 0 | 0 | 10675.6598 | 165 | 20 | Winter
2018-06-14 21:00 | 0.11669 | 2148.0405 | 559.5985 | 1436.3347 | 1018.7417 | 0 | 1.3248 | 639.81 | 384.679 | 316.5961 | 1678.2702 | 0 | 1.6373 | 0.0058527 | 0 | 0.609 | 0 | 0 | 1714.2544 | 0 | 0 | 0 | 9900.0187 | 165 | 21 | Winter
2018-06-14 22:00 | 0.20863 | 1845.27 | 333.6341 | 1244.841 | 913.5441 | 0 | 1.055 | 548.87 | 331.3634 | 259.7301 | 1615.7561 | 0 | 1.0534 | 0.0058438 | 0 | 0.39183 | 0 | 0 | 1637.4449 | 0 | 0 | 0 | 8733.1684 | 165 | 22 | Winter
2018-06-14 23:00 | 0.31582 | 1577.681 | 131.1868 | 968.5783 | 873.6643 | 0 | 1.567 | 481.665 | 297.3906 | 223.3385 | 1570.2167 | 0 | 0.75156 | 0.0058767 | 0 | 0.27955 | 0 | 0 | 1603.2959 | 0 | 0 | 0 | 7729.9368 | 165 | 23 | Winter
2018-06-15 | 0.86453 | 1387.0217 | 83.1824 | 687.6221 | 864.8437 | 0 | 1.7927 | 403.2465 | 279.9786 | 187.2684 | 1499.6921 | 0 | 0.4074 | 0.0058116 | 0 | 0.15154 | 0 | 0 | 1558.6865 | 0 | 0 | 0 | 6954.7639 | 166 | 0 | Winter
2018-06-15 01:00 | 1.8022 | 1228.4089 | 75.9196 | 535.3923 | 858.8058 | 0 | 1.4857 | 359.9266 | 269.2631 | 167.8254 | 1478.7407 | 0 | 0.26459 | 0.0057361 | 0 | 0.098417 | 0 | 0 | 1583.7001 | 0 | 0 | 0 | 6561.6389 | 166 | 1 | Winter
2018-06-15 02:00 | 4.1661 | 1063.5198 | 74.3718 | 451.1934 | 854.6086 | 0 | 1.9227 | 358.8549 | 266.4351 | 159.1721 | 1445.3137 | 0 | 0.12605 | 0.0057381 | 0 | 0.046886 | 0 | 0 | 1627.5651 | 0 | 0 | 0 | 6307.3021 | 166 | 2 | Winter
2018-06-15 03:00 | 5.8264 | 940.2019 | 74.3718 | 451.9218 | 856.5254 | 0 | 2.3562 | 378.2253 | 267.7569 | 160.795 | 1409.2703 | 0 | 0.16493 | 0.0063449 | 0 | 0.061348 | 0 | 0 | 1637.0395 | 0 | 0 | 0 | 6184.523 | 166 | 3 | Winter
2018-06-15 04:00 | 9.7686 | 808.4904 | 74.5034 | 530.4021 | 870.2953 | 0 | 3.1573 | 407.9719 | 278.5651 | 187.6969 | 1411.641 | 0 | 0.089982 | 0.0064024 | 0 | 0.03347 | 0 | 0 | 1679.5148 | 0 | 0 | 0 | 6262.1365 | 166 | 4 | Winter
2018-06-15 05:00 | 14.1119 | 707.6006 | 85.2508 | 750.279 | 885.0252 | 0 | 6.3314 | 513.4521 | 252.3103 | 233.2044 | 1471.3644 | 0 | 0.36827 | 0.0064463 | 0 | 0.13698 | 0 | 0 | 1753.6423 | 0 | 0 | 0 | 6673.0841 | 166 | 5 | Winter
2018-06-15 06:00 | 13.5352 | 743.3576 | 168.6029 | 1065.4601 | 906.288 | 0 | 17.9875 | 724.282 | 200.6317 | 307.6714 | 1781.3974 | 0 | 0.97346 | 0.0056949 | 0 | 0.36209 | 0 | 0 | 1781.4174 | 0 | 0 | 0 | 7711.9725 | 166 | 6 | Winter
2018-06-15 07:00 | 9.8833 | 902.858 | 230.5358 | 1236.9309 | 949.0588 | 0 | 8.9218 | 985.2345 | 282.7219 | 417.3656 | 2020.5106 | 0 | 1.771 | 0.0055521 | 0 | 0.65873 | 0 | 0 | 1821.2137 | 0 | 0 | 0 | 8867.6702 | 166 | 7 | Winter
2018-06-15 08:00 | 4.4126 | 1140.6327 | 223.419 | 1300.9977 | 987.2147 | 0 | 4.322 | 1245.7582 | 373.5291 | 622.5891 | 2263.4399 | 0 | 1.9238 | 0.0055372 | 0 | 0.71557 | 0 | 0 | 1898.4169 | 0 | 0 | 0 | 10067.3769 | 166 | 8 | Winter
2018-06-15 09:00 | 2.2684 | 1459.1488 | 209.1893 | 1327.148 | 1008.705 | 0 | 2.5549 | 1530.1756 | 428.1539 | 717.9585 | 2475.5218 | 0 | 1.8035 | 0.0054903 | 0 | 0.67083 | 0 | 0 | 1992.5786 | 0 | 0 | 0 | 11155.8827 | 166 | 9 | Winter
2018-06-15 10:00 | 1.2703 | 1812.1213 | 196.0785 | 1322.4745 | 1009.7714 | 0 | 1.6921 | 1800.2938 | 455.0525 | 768.6678 | 2639.1871 | 0 | 2.0725 | 0.0055016 | 0 | 0.7709 | 0 | 0 | 2014.2137 | 0 | 0 | 0 | 12023.672 | 166 | 10 | Winter
2018-06-15 11:00 | 0.80766 | 2085.3236 | 182.3804 | 1358.3415 | 1011.7106 | 0 | 1.0877 | 1955.3884 | 462.2472 | 793.4523 | 2690.1353 | 0 | 2.5392 | 0.0055729 | 0 | 0.94448 | 0 | 0 | 2031.5332 | 0 | 0 | 0 | 12575.8972 | 166 | 11 | Winter
2018-06-15 12:00 | 1.0773 | 2362.9484 | 174.7263 | 1264.4033 | 1018.7776 | 0 | 0.91649 | 2013.7031 | 458.6161 | 779.7267 | 2668.8029 | 0 | 2.9281 | 0.0056224 | 0 | 1.0891 | 0 | 0 | 2064.3151 | 0 | 0 | 0 | 12812.0361 | 166 | 12 | Winter
2018-06-15 13:00 | 0.30566 | 2653.4078 | 168.9831 | 1140.4605 | 991.1143 | 0 | 1.0762 | 2034.6852 | 444.7996 | 750.278 | 2591.1365 | 0 | 2.9858 | 0.005704 | 0 | 1.1106 | 0 | 0 | 2079.9336 | 0 | 0 | 0 | 12860.2826 | 166 | 13 | Winter
2018-06-15 14:00 | 0.29615 | 2904.9769 | 171.3822 | 1115.8923 | 980.4938 | 0 | 1.1657 | 2010.842 | 418.3241 | 711.463 | 2458.6795 | 0 | 3.3975 | 0.0057598 | 0 | 1.2637 | 0 | 0 | 2077.3407 | 0 | 0 | 0 | 12855.5232 | 166 | 14 | Winter
2018-06-15 15:00 | 0.33418 | 3195.9576 | 182.8737 | 1189.5969 | 1016.2988 | 0 | 1.2796 | 1957.152 | 385.0424 | 684.9618 | 2330.3807 | 0 | 4.5688 | 0.0058901 | 0 | 1.6994 | 0 | 0 | 2016.2043 | 0 | 0 | 0 | 12966.3562 | 166 | 15 | Winter
2018-06-15 16:00 | 0.44792 | 3399.1989 | 209.2598 | 1387.4094 | 1088.9866 | 0 | 1.4057 | 1823.2614 | 352.7127 | 555.7507 | 2231.4381 | 0 | 5.9602 | 0.0060199 | 0 | 2.2169 | 0 | 0 | 1933.0793 | 0 | 0 | 0 | 12991.1337 | 166 | 16 | Winter
2018-06-15 17:00 | 0.61066 | 3423.5047 | 251.0616 | 1556.434 | 1159.9738 | 0 | 1.6811 | 1625.135 | 320.4995 | 534.8507 | 2150.4236 | 0 | 6.8019 | 0.0053511 | 0 | 2.53 | 0 | 0 | 1768.8088 | 0 | 0 | 0 | 12802.3207 | 166 | 17 | Winter
2018-06-15 18:00 | 0.67294 | 3242.5152 | 303.0404 | 1640.5733 | 1156.2999 | 0 | 2.2487 | 1391.1175 | 293.9528 | 516.5459 | 1942.5304 | 0 | 5.0225 | 0.0053515 | 0 | 1.8682 | 0 | 0 | 1689.2265 | 0 | 0 | 0 | 12185.6195 | 166 | 18 | Winter
2018-06-15 19:00 | 0.85289 | 2937.7773 | 381.2681 | 1542.9742 | 1117.7364 | 0 | 2.6655 | 1125.4662 | 271.3546 | 480.1561 | 1847.9887 | 0 | 2.7349 | 0.0053441 | 0 | 1.0173 | 0 | 0 | 1702.3193 | 0 | 0 | 0 | 11414.3168 | 166 | 19 | Winter
2018-06-15 20:00 | 0.62066 | 2518.286 | 494.4204 | 1525.113 | 1067.0525 | 0 | 2.9138 | 854.1254 | 361.5013 | 397.8196 | 1750.3133 | 0 | 2.185 | 0.0061787 | 0 | 0.81271 | 0 | 0 | 1753.9277 | 0 | 0 | 0 | 10729.0976 | 166 | 20 | Winter
2018-06-15 21:00 | 0.75439 | 2138.8317 | 557.8252 | 1438.7803 | 1018.9695 | 0 | 1.2688 | 640.9109 | 384.597 | 318.6274 | 1662.5902 | 0 | 1.6168 | 0.0060859 | 0 | 0.60138 | 0 | 0 | 1693.0052 | 0 | 0 | 0 | 9858.3846 | 166 | 21 | Winter
2018-06-15 22:00 | 0.92599 | 1824.1323 | 334.6396 | 1214.8512 | 913.9368 | 0 | 0.30846 | 550.5764 | 331.1797 | 261.5448 | 1606.9977 | 0 | 1.0489 | 0.0060765 | 0 | 0.39014 | 0 | 0 | 1630.4642 | 0 | 0 | 0 | 8671.0023 | 166 | 22 | Winter
2018-06-15 23:00 | 1.2033 | 1571.5374 | 130.6368 | 920.5496 | 873.4582 | 0 | 0.27363 | 489.027 | 297.0686 | 225.5264 | 1570.7655 | 0 | 0.75633 | 0.0061286 | 0 | 0.28132 | 0 | 0 | 1613.9745 | 0 | 0 | 0 | 7695.0648 | 166 | 23 | Winter
2018-06-16 | 1.6728 | 1368.5414 | 83.0219 | 661.9767 | 864.7894 | 0 | 0.37425 | 406.5441 | 279.5245 | 187.0203 | 1506.1533 | 0 | 0.41671 | 0.0059883 | 0 | 0.155 | 0 | 0 | 1594.6063 | 0 | 0 | 0 | 6954.8027 | 167 | 0 | Winter
2018-06-16 01:00 | 2.1814 | 1208.1928 | 75.8698 | 522.652 | 858.7474 | 0 | 0.45005 | 401.8738 | 255.9752 | 158.5289 | 1557.1641 | 0 | 0.27037 | 0.0059334 | 0 | 0.10057 | 0 | 0 | 1618.9163 | 0 | 0 | 0 | 6660.9286 | 167 | 1 | Winter
2018-06-16 02:00 | 3.4329 | 1067.5419 | 74.1733 | 457.3758 | 854.5533 | 0 | 0.6601 | 387.769 | 250.1968 | 159.4419 | 1530.9542 | 0 | 0.12759 | 0.0059084 | 0 | 0.047458 | 0 | 0 | 1652.3605 | 0 | 0 | 0 | 6438.6406 | 167 | 2 | Winter
2018-06-16 03:00 | 4.1655 | 943.8816 | 74.1733 | 436.3872 | 856.6349 | 0 | 1.0538 | 390.2435 | 248.3003 | 172.8564 | 1497.1429 | 0 | 0.16707 | 0.0065955 | 0 | 0.062143 | 0 | 0 | 1660.4567 | 0 | 0 | 0 | 6285.532 | 167 | 3 | Winter
2018-06-16 04:00 | 6.4942 | 811.2925 | 74.4528 | 446.3747 | 872.9587 | 0 | 1.513 | 399.466 | 250.4716 | 188.251 | 1449.9068 | 0 | 0.091148 | 0.0065628 | 0 | 0.033903 | 0 | 0 | 1699.5792 | 0 | 0 | 0 | 6200.8922 | 167 | 4 | Winter
2018-06-16 05:00 | 9.0855 | 720.3318 | 80.7374 | 524.1826 | 891.8084 | 0 | 2.4222 | 440.7796 | 199.1744 | 212.7299 | 1396.508 | 0 | 0.37248 | 0.0066257 | 0 | 0.13855 | 0 | 0 | 1773.4816 | 0 | 0 | 0 | 6251.7591 | 167 | 5 | Winter
2018-06-16 06:00 | 8.1848 | 739.9023 | 118.0671 | 726.6795 | 906.0831 | 0 | 13.3694 | 550.0682 | 109.2504 | 261.8797 | 1505.2127 | 0 | 0.98608 | 0.0060666 | 0 | 0.36678 | 0 | 0 | 1804.4268 | 0 | 0 | 0 | 6744.4829 | 167 | 6 | Winter
2018-06-16 07:00 | 5.9257 | 933.2003 | 184.381 | 1019.6124 | 935.6113 | 0 | 7.4685 | 696.7553 | 144.6223 | 301.6881 | 1486.0485 | 0 | 1.7863 | 0.0053396 | 0 | 0.66441 | 0 | 0 | 1836.5078 | 0 | 0 | 0 | 7554.2773 | 167 | 7 | Winter
2018-06-16 08:00 | 3.2883 | 1253.0732 | 236.5353 | 1307.2271 | 990.8937 | 0 | 5.371 | 897.6597 | 189.3831 | 420.1935 | 1459.9881 | 0 | 1.9374 | 0.0053928 | 0 | 0.72065 | 0 | 0 | 1911.5094 | 0 | 0 | 0 | 8677.7859 | 167 | 8 | Winter
2018-06-16 09:00 | 2.7449 | 1608.3661 | 253.4533 | 1448.5826 | 1021.8075 | 0 | 4.1988 | 1145.3545 | 216.2907 | 475.0387 | 1471.5645 | 0 | 1.8141 | 0.0053834 | 0 | 0.67478 | 0 | 0 | 2004.5916 | 0 | 0 | 0 | 9654.4873 | 167 | 9 | Winter
2018-06-16 10:00 | 1.8408 | 1960.1488 | 248.0842 | 1484.8485 | 1025.2784 | 0 | 3.3055 | 1374.0231 | 230.3457 | 509.0112 | 1533.5512 | 0 | 2.0695 | 0.0054675 | 0 | 0.76976 | 0 | 0 | 2011.2151 | 0 | 0 | 0 | 10384.4973 | 167 | 10 | Winter
2018-06-16 11:00 | 1.113 | 2287.6598 | 227.8385 | 1535.4159 | 1028.8119 | 0 | 3.1142 | 1546.6928 | 237.352 | 544.1013 | 1574.19 | 0 | 2.5271 | 0.0054721 | 0 | 0.93999 | 0 | 0 | 2021.7353 | 0 | 0 | 0 | 11011.4972 | 167 | 11 | Winter
2018-06-16 12:00 | 1.0038 | 2569.5699 | 217.7471 | 1492.9586 | 1037.8858 | 0 | 2.2829 | 1653.6592 | 239.1115 | 562.8195 | 1597.9018 | 0 | 2.8835 | 0.0054549 | 0 | 1.0726 | 0 | 0 | 2032.8804 | 0 | 0 | 0 | 11411.7822 | 167 | 12 | Winter
2018-06-16 13:00 | 0.26632 | 2879.4046 | 213.0933 | 1389.1502 | 1010.8375 | 0 | 2.1888 | 1717.1888 | 238.5164 | 578.2024 | 1609.9614 | 0 | 2.9251 | 0.0054992 | 0 | 1.088 | 0 | 0 | 2037.525 | 0 | 0 | 0 | 11680.3532 | 167 | 13 | Winter
2018-06-16 14:00 | 0.15291 | 3198.0262 | 216.6593 | 1387.9769 | 1000.5567 | 0 | 2.1392 | 1747.485 | 234.9383 | 581.8382 | 1631.1355 | 0 | 3.3064 | 0.0055502 | 0 | 1.2298 | 0 | 0 | 2021.6974 | 0 | 0 | 0 | 12027.1473 | 167 | 14 | Winter
2018-06-16 15:00 | 0.086863 | 3474.219 | 223.5184 | 1332.8754 | 1038.6608 | 0 | 2.1016 | 1758.7034 | 229.9111 | 570.3958 | 1678.883 | 0 | 4.4134 | 0.0055723 | 0 | 1.6416 | 0 | 0 | 1947.5754 | 0 | 0 | 0 | 12262.9915 | 167 | 15 | Winter
2018-06-16 16:00 | 0.018684 | 3656.6897 | 241.6249 | 1430.7233 | 1111.4617 | 0 | 2.6954 | 1708.8099 | 225.8078 | 486.3165 | 1741.6208 | 0 | 5.7041 | 0.0056729 | 0 | 2.1217 | 0 | 0 | 1850.0241 | 0 | 0 | 0 | 12463.6243 | 167 | 16 | Winter
2018-06-16 17:00 | 0 | 3697.5123 | 271.2466 | 1544.454 | 1179.2358 | 0 | 2.3952 | 1564.7508 | 223.5492 | 469.5215 | 1803.5482 | 0 | 6.4443 | 0.0057009 | 0 | 2.397 | 0 | 0 | 1675.8013 | 0 | 0 | 0 | 12440.862 | 167 | 17 | Winter
2018-06-16 18:00 | 0.0032778 | 3576.0392 | 314.8551 | 1670.1965 | 1168.4929 | 0 | 2.5681 | 1412.4178 | 222.7556 | 445.9712 | 1709.4431 | 0 | 4.7662 | 0.0057124 | 0 | 1.7728 | 0 | 0 | 1603.0187 | 0 | 0 | 0 | 12132.3064 | 167 | 18 | Winter
2018-06-16 19:00 | 0.0063918 | 3195.6224 | 396.1303 | 1603.83 | 1128.2491 | 0 | 2.9344 | 1176.4082 | 223.1318 | 408.3657 | 1699.4077 | 0 | 2.622 | 0.0057519 | 0 | 0.97528 | 0 | 0 | 1632.209 | 0 | 0 | 0 | 11469.898 | 167 | 19 | Winter
2018-06-16 20:00 | 0 | 2696.8009 | 516.2044 | 1495.5737 | 1074.731 | 0 | 3.5185 | 927.3004 | 321.9482 | 357.4211 | 1680.8259 | 0 | 2.0733 | 0.0057572 | 0 | 0.77117 | 0 | 0 | 1664.4812 | 0 | 0 | 0 | 10741.6555 | 167 | 20 | Winter
2018-06-16 21:00 | 0.064573 | 2329.2309 | 591.207 | 1386.8416 | 1026.5968 | 0 | 1.6999 | 717.5786 | 359.3392 | 310.3524 | 1637.0345 | 0 | 1.5522 | 0.0057427 | 0 | 0.57737 | 0 | 0 | 1625.719 | 0 | 0 | 0 | 9987.7999 | 167 | 21 | Winter
2018-06-16 22:00 | 0.088502 | 1999.6128 | 370.9601 | 1248.1245 | 918.5011 | 0 | 0.38241 | 601.7969 | 310.6487 | 247.1007 | 1581.5595 | 0 | 1.0125 | 0.0057197 | 0 | 0.37661 | 0 | 0 | 1574.1182 | 0 | 0 | 0 | 8854.2882 | 167 | 22 | Winter
2018-06-16 23:00 | 0.45546 | 1703.5859 | 142.7536 | 923.5341 | 872.2854 | 0 | 0.66198 | 517.0996 | 276.083 | 198.8676 | 1542.7824 | 0 | 0.71854 | 0.0056663 | 0 | 0.26727 | 0 | 0 | 1533.4677 | 0 | 0 | 0 | 7712.568 | 167 | 23 | Winter
2018-06-17 | 1.3395 | 1477.3993 | 86.2649 | 677.4985 | 863.3573 | 0 | 1.2746 | 444.617 | 264.1304 | 170.5192 | 1543.9823 | 0 | 0.97892 | 0.0064225 | 0 | 0.36412 | 0 | 0 | 1129.7989 | 0 | 0 | 0 | 6661.5313 | 168 | 0 | Fall
2018-06-17 01:00 | 2.8445 | 1292.0223 | 76.5326 | 518.8512 | 857.0238 | 0 | 1.2112 | 375.5779 | 249.3002 | 159.864 | 1433.9839 | 0 | 0.40029 | 0.0062876 | 0 | 0.14889 | 0 | 0 | 1168.4404 | 0 | 0 | 0 | 6136.2074 | 168 | 1 | Fall
2018-06-17 02:00 | 5.7585 | 1129.1875 | 74.1733 | 455.1725 | 853.5318 | 0 | 1.7288 | 365.4366 | 244.8259 | 162.6708 | 1428.4635 | 0 | 0.34439 | 0.0070636 | 0 | 0.1281 | 0 | 0 | 1126.6801 | 0 | 0 | 0 | 5848.109 | 168 | 2 | Fall
2018-06-17 03:00 | 8.2842 | 1001.2166 | 74.1733 | 432.2707 | 855.8879 | 0 | 2.2742 | 355.4134 | 240.3942 | 175.139 | 1386.337 | 0 | 0.25263 | 0.0070284 | 0 | 0.093968 | 0 | 0 | 1111.9693 | 0 | 0 | 0 | 5643.7135 | 168 | 3 | Fall
2018-06-17 04:00 | 12.9275 | 862.5535 | 74.4571 | 450.0267 | 873.0248 | 0 | 3.0472 | 353.4937 | 245.2132 | 193.2469 | 1354.223 | 0 | 0.048785 | 0.0084602 | 0 | 0.018146 | 0 | 0 | 1130.4154 | 0 | 0 | 0 | 5552.7042 | 168 | 4 | Fall
2018-06-17 05:00 | 17.8241 | 758.61 | 80.4303 | 516.9574 | 892.1925 | 0 | 6.1012 | 395.2106 | 198.0013 | 219.3888 | 1320.3145 | 0 | 0.15075 | 0.0083853 | 0 | 0.056072 | 0 | 0 | 1127.9972 | 0 | 0 | 0 | 5533.243 | 168 | 5 | Fall
2018-06-17 06:00 | 17.4338 | 769.9133 | 117.9586 | 705.0984 | 906.1194 | 0 | 21.1266 | 468.4416 | 104.5514 | 264.0809 | 1265.2896 | 0 | 0.32421 | 0.0071094 | 0 | 0.12059 | 0 | 0 | 1141.272 | 0 | 0 | 0 | 5781.7376 | 168 | 6 | Fall
2018-06-17 07:00 | 11.4103 | 950.9289 | 182.8848 | 1014.321 | 935.3137 | 0 | 12.0952 | 572.6412 | 122.4289 | 291.3553 | 1235.7193 | 0 | 0.55247 | 0.0067766 | 0 | 0.2055 | 0 | 0 | 1101.2265 | 0 | 0 | 0 | 6431.0898 | 168 | 7 | Fall
2018-06-17 08:00 | 4.6498 | 1275.4854 | 238.1041 | 1301.0433 | 990.7365 | 0 | 7.3608 | 711.4015 | 141.5982 | 410.2051 | 1274.5439 | 0 | 1.0548 | 0.0070761 | 0 | 0.39233 | 0 | 0 | 1108.809 | 0 | 0 | 0 | 7465.3917 | 168 | 8 | Fall
2018-06-17 09:00 | 2.3882 | 1666.2178 | 255.3095 | 1392.5583 | 1022.1977 | 0 | 5.1513 | 912.2325 | 161.0525 | 450.7797 | 1292.3003 | 0 | 1.8556 | 0.0072708 | 0 | 0.69021 | 0 | 0 | 1103.4242 | 0 | 0 | 0 | 8266.165 | 168 | 9 | Fall
2018-06-17 10:00 | 1.8544 | 2033.3037 | 249.3792 | 1419.4081 | 1025.4301 | 0 | 4.3759 | 1084.3457 | 179.0733 | 473.8318 | 1307.9755 | 0 | 2.5088 | 0.0073413 | 0 | 0.93316 | 0 | 0 | 1093.0099 | 0 | 0 | 0 | 8875.437 | 168 | 10 | Fall
2018-06-17 11:00 | 1.0727 | 2350.7642 | 228.8699 | 1448.4449 | 1029.6567 | 0 | 4.05 | 1215.3735 | 193.0188 | 504.8043 | 1336.1135 | 0 | 3.1873 | 0.0072847 | 0 | 1.1855 | 0 | 0 | 1098.8603 | 0 | 0 | 0 | 9415.4088 | 168 | 11 | Fall
2018-06-17 12:00 | 1.3061 | 2634.4221 | 216.5886 | 1463.4812 | 1037.8527 | 0 | 2.7043 | 1311.5873 | 201.1859 | 519.9002 | 1389.5217 | 0 | 3.9415 | 0.0072571 | 0 | 1.4661 | 0 | 0 | 1078.1615 | 0 | 0 | 0 | 9862.1265 | 168 | 12 | Fall
2018-06-17 13:00 | 0.4625 | 2944.4599 | 209.5534 | 1402.7274 | 1009.554 | 0 | 2.5251 | 1377.8952 | 204.7678 | 537.3965 | 1431.3216 | 0 | 4.0314 | 0.0072911 | 0 | 1.4995 | 0 | 0 | 1075.6801 | 0 | 0 | 0 | 10201.8817 | 168 | 13 | Fall
2018-06-17 14:00 | 0.20601 | 3177.599 | 214.8362 | 1342.5627 | 999.9964 | 0 | 2.343 | 1389.0003 | 202.6548 | 543.4416 | 1476.7756 | 0 | 4.0606 | 0.0071798 | 0 | 1.5104 | 0 | 0 | 1051.6162 | 0 | 0 | 0 | 10406.61 | 168 | 14 | Fall
2018-06-17 15:00 | 0.13996 | 3417.8671 | 223.0216 | 1318.8239 | 1038.4845 | 0 | 2.2373 | 1394.3745 | 195.0255 | 541.455 | 1515.5957 | 0 | 4.1777 | 0.0061596 | 0 | 1.5539 | 0 | 0 | 1012.8037 | 0 | 0 | 0 | 10665.5665 | 168 | 15 | Fall
2018-06-17 16:00 | 0.042284 | 3656.3734 | 240.2341 | 1422.3913 | 1110.3608 | 0 | 2.6943 | 1363.1332 | 185.1339 | 462.1723 | 1543.615 | 0 | 4.4992 | 0.0061973 | 0 | 1.6735 | 0 | 0 | 966.0831 | 0 | 0 | 0 | 10958.4126 | 168 | 16 | Fall
2018-06-17 17:00 | 0.019011 | 3727.6563 | 271.3227 | 1577.7243 | 1178.3519 | 0 | 2.2989 | 1268.2458 | 174.3911 | 451.6163 | 1567.1445 | 0 | 3.8879 | 0.0061912 | 0 | 1.4461 | 0 | 0 | 896.0475 | 0 | 0 | 0 | 11120.1585 | 168 | 17 | Fall
2018-06-17 18:00 | 0.13554 | 3618.3157 | 315.8895 | 1656.4728 | 1169.2061 | 0 | 2.583 | 1163.3699 | 163.6487 | 432.6 | 1577.983 | 0 | 4.5272 | 0.006147 | 0 | 1.6839 | 0 | 0 | 888.9826 | 0 | 0 | 0 | 10995.4041 | 168 | 18 | Fall
2018-06-17 19:00 | 0.049331 | 3342.3601 | 396.3961 | 1604.7784 | 1129.235 | 0 | 2.9956 | 1008.6919 | 152.3256 | 397.6278 | 1554.2518 | 0 | 4.5804 | 0.0060694 | 0 | 1.7037 | 0 | 0 | 917.1011 | 0 | 0 | 0 | 10512.1029 | 168 | 19 | Fall
2018-06-17 20:00 | 0.036384 | 2847.4462 | 517.574 | 1493.1782 | 1075.3822 | 0 | 3.6377 | 805.6942 | 242.872 | 352.6898 | 1519.4175 | 0 | 3.9988 | 0.0060828 | 0 | 1.4874 | 0 | 0 | 962.1636 | 0 | 0 | 0 | 9825.5841 | 168 | 20 | Fall
2018-06-17 21:00 | 0.083749 | 2434.8918 | 591.861 | 1393.5693 | 1026.3835 | 0 | 1.9273 | 635.3936 | 292.6365 | 308.2583 | 1470.4934 | 0 | 3.2681 | 0.0059862 | 0 | 1.2156 | 0 | 0 | 944.2262 | 0 | 0 | 0 | 9104.2144 | 168 | 21 | Fall
2018-06-17 22:00 | 0.16045 | 2117.9415 | 368.1264 | 1221.6388 | 918.059 | 0 | 0.38411 | 568.0035 | 281.5891 | 250.62 | 1418.4501 | 0 | 2.5131 | 0.0059536 | 0 | 0.93476 | 0 | 0 | 962.5423 | 0 | 0 | 0 | 8110.9691 | 168 | 22 | Fall
2018-06-17 23:00 | 0.27386 | 1840.3725 | 142.8749 | 959.3516 | 872.3037 | 0 | 0.69392 | 513.6425 | 269.824 | 204.3432 | 1382.3069 | 0 | 1.7759 | 0.006666 | 0 | 0.66056 | 0 | 0 | 1059.7317 | 0 | 0 | 0 | 7248.1619 | 168 | 23 | Fall
2018-06-18 | 0.88698 | 1610.5953 | 86.2666 | 677.5775 | 863.4862 | 0 | 1.0248 | 445.4076 | 256.914 | 170.8037 | 1411.705 | 0 | 0.98698 | 0.0064615 | 0 | 0.36711 | 0 | 0 | 1139.06 | 0 | 0 | 0 | 6665.0882 | 169 | 0 | Winter
2018-06-18 01:00 | 1.6548 | 1422.1768 | 76.5613 | 526.1112 | 856.9308 | 0 | 0.71403 | 389.8251 | 260.674 | 168.1131 | 1458.9024 | 0 | 0.40876 | 0.006337 | 0 | 0.15204 | 0 | 0 | 1192.1774 | 0 | 0 | 0 | 6354.4082 | 169 | 1 | Winter
2018-06-18 02:00 | 3.1838 | 1247.5097 | 74.3718 | 456.1521 | 853.4827 | 0 | 0.98889 | 386.2675 | 257.5285 | 158.8657 | 1426.379 | 0 | 0.34857 | 0.0070064 | 0 | 0.12965 | 0 | 0 | 1140.8483 | 0 | 0 | 0 | 6006.0631 | 169 | 2 | Winter
2018-06-18 03:00 | 3.8677 | 1115.8082 | 74.3718 | 455.7849 | 856.077 | 0 | 1.1339 | 402.8569 | 258.4011 | 160.6991 | 1392.336 | 0 | 0.25368 | 0.0084411 | 0 | 0.09436 | 0 | 0 | 1117.35 | 0 | 0 | 0 | 5839.0432 | 169 | 3 | Winter
2018-06-18 04:00 | 6.2418 | 960.0228 | 74.5065 | 536.0106 | 870.5819 | 0 | 1.9612 | 434.6536 | 268.2158 | 185.9513 | 1395.3162 | 0 | 0.048865 | 0.0083754 | 0 | 0.018176 | 0 | 0 | 1122.6983 | 0 | 0 | 0 | 5856.2355 | 169 | 4 | Winter
2018-06-18 05:00 | 8.5984 | 847.9251 | 84.7354 | 753.746 | 884.6782 | 0 | 3.4026 | 546.4903 | 240.2445 | 232.7323 | 1453.3729 | 0 | 0.14795 | 0.008292 | 0 | 0.05503 | 0 | 0 | 1108.5123 | 0 | 0 | 0 | 6164.6494 | 169 | 5 | Winter
2018-06-18 06:00 | 7.3484 | 868.5099 | 167.3803 | 1104.6178 | 906.2725 | 0 | 13.9015 | 754.7083 | 184.022 | 362.1179 | 1759.6966 | 0 | 0.31724 | 0.0069124 | 0 | 0.118 | 0 | 0 | 1116.884 | 0 | 0 | 0 | 7245.9014 | 169 | 6 | Winter
2018-06-18 07:00 | 4.5495 | 1049.7797 | 230.2045 | 1275.0182 | 949.5113 | 0 | 7.275 | 1040.2838 | 258.055 | 422.1367 | 1992.2567 | 0 | 0.53734 | 0.0064219 | 0 | 0.19987 | 0 | 0 | 1071.4355 | 0 | 0 | 0 | 8301.2493 | 169 | 7 | Winter
2018-06-18 08:00 | 1.9665 | 1332.6994 | 223.6087 | 1316.2557 | 987.7993 | 0 | 4.5151 | 1346.2989 | 344.796 | 563.8188 | 2228.2404 | 0 | 1.0262 | 0.0065326 | 0 | 0.38169 | 0 | 0 | 1078.2357 | 0 | 0 | 0 | 9429.649 | 169 | 8 | Winter
2018-06-18 09:00 | 1.6717 | 1705.5648 | 209.7627 | 1306.6107 | 1009.0088 | 0 | 2.7242 | 1677.7988 | 400.6845 | 628.2926 | 2435.0128 | 0 | 1.8055 | 0.0066504 | 0 | 0.67158 | 0 | 0 | 1073.4619 | 0 | 0 | 0 | 10453.0774 | 169 | 9 | Winter
2018-06-18 10:00 | 0.93041 | 2049.5643 | 196.2329 | 1329.9211 | 1009.704 | 0 | 1.7007 | 1945.9259 | 428.1673 | 667.0126 | 2596.2982 | 0 | 2.4655 | 0.0066687 | 0 | 0.91708 | 0 | 0 | 1074.3137 | 0 | 0 | 0 | 11303.1603 | 169 | 10 | Winter
2018-06-18 11:00 | 0.38728 | 2360.9936 | 182.1144 | 1285.7099 | 1012.2834 | 0 | 1.1245 | 2080.9434 | 437.4452 | 682.265 | 2646.0735 | 0 | 3.1649 | 0.0067032 | 0 | 1.1772 | 0 | 0 | 1091.2234 | 0 | 0 | 0 | 11784.9125 | 169 | 11 | Winter
2018-06-18 12:00 | 0.68818 | 2683.3536 | 174.9762 | 1252.1282 | 1019.4078 | 0 | 0.94238 | 2122.8747 | 435.2305 | 671.3082 | 2624.9418 | 0 | 3.9647 | 0.006715 | 0 | 1.4747 | 0 | 0 | 1084.4334 | 0 | 0 | 0 | 12075.731 | 169 | 12 | Winter
2018-06-18 13:00 | 0.022617 | 2985.1438 | 169.097 | 1181.5671 | 990.5927 | 0 | 1.0748 | 2133.1412 | 423.7805 | 654.972 | 2548.2454 | 0 | 4.0533 | 0.0067493 | 0 | 1.5076 | 0 | 0 | 1081.4876 | 0 | 0 | 0 | 12174.6922 | 169 | 13 | Winter
2018-06-18 14:00 | 0.038515 | 3207.3218 | 171.0853 | 1131.2634 | 980.6286 | 0 | 1.1465 | 2068.7999 | 400.2922 | 638.2274 | 2417.9019 | 0 | 4.1434 | 0.0067675 | 0 | 1.5412 | 0 | 0 | 1072.9618 | 0 | 0 | 0 | 12095.3587 | 169 | 14 | Winter
2018-06-18 15:00 | 0.025403 | 3489.9943 | 183.6515 | 1221.8804 | 1016.8491 | 0 | 1.1831 | 2023.2836 | 369.5001 | 628.3585 | 2291.9009 | 0 | 4.363 | 0.0067459 | 0 | 1.6229 | 0 | 0 | 1057.7438 | 0 | 0 | 0 | 12290.3633 | 169 | 15 | Winter
2018-06-18 16:00 | 0.046218 | 3722.5011 | 209.4327 | 1337.5299 | 1089.5273 | 0 | 1.2209 | 1901.455 | 338.7655 | 541.996 | 2196.5733 | 0 | 4.8179 | 0.0068269 | 0 | 1.792 | 0 | 0 | 1034.5311 | 0 | 0 | 0 | 12380.1957 | 169 | 16 | Winter
2018-06-18 17:00 | 0.031139 | 3795.5152 | 251.0438 | 1567.7358 | 1159.6371 | 0 | 1.3936 | 1719.97 | 307.5341 | 527.4499 | 2121.0771 | 0 | 4.1881 | 0.0068135 | 0 | 1.5578 | 0 | 0 | 965.0883 | 0 | 0 | 0 | 12422.2288 | 169 | 17 | Winter
2018-06-18 18:00 | 0 | 3675.3751 | 300.653 | 1655.0533 | 1156.4012 | 0 | 1.8289 | 1501.1547 | 282.7983 | 510.071 | 1918.4104 | 0 | 4.832 | 0.0059222 | 0 | 1.7973 | 0 | 0 | 948.7955 | 0 | 0 | 0 | 11957.1766 | 169 | 18 | Winter
2018-06-18 19:00 | 0.00016389 | 3348.7986 | 380.0431 | 1578.3508 | 1118.8495 | 0 | 2.3108 | 1217.0021 | 262.2704 | 473.0468 | 1827.9527 | 0 | 4.8891 | 0.0068002 | 0 | 1.8185 | 0 | 0 | 978.9399 | 0 | 0 | 0 | 11194.2791 | 169 | 19 | Winter
2018-06-18 20:00 | 0 | 2917.119 | 498.7369 | 1478.0058 | 1068.644 | 0 | 2.7589 | 924.8697 | 345.7377 | 394.905 | 1732.5348 | 0 | 4.297 | 0.0068153 | 0 | 1.5983 | 0 | 0 | 1033.6739 | 0 | 0 | 0 | 10402.8879 | 169 | 20 | Winter
2018-06-18 21:00 | 0 | 2541.5953 | 564.7898 | 1426.8668 | 1020.3999 | 0 | 1.2029 | 689.5798 | 376.7066 | 316.9267 | 1645.6322 | 0 | 3.5334 | 0.0067334 | 0 | 1.3143 | 0 | 0 | 1020.8848 | 0 | 0 | 0 | 9609.4392 | 169 | 21 | Winter
2018-06-18 22:00 | 0.11636 | 2190.2389 | 335.5523 | 1215.102 | 914.0308 | 0 | 0.35552 | 585.8765 | 323.2668 | 260.5986 | 1589.6138 | 0 | 2.7028 | 0.0067352 | 0 | 1.0053 | 0 | 0 | 1035.3683 | 0 | 0 | 0 | 8453.8347 | 169 | 22 | Winter
2018-06-18 23:00 | 0.13488 | 1906.6504 | 131.5014 | 933.5459 | 873.5004 | 0 | 0.34089 | 517.172 | 288.7158 | 224.7251 | 1552.7008 | 0 | 1.9242 | 0.0066531 | 0 | 0.71572 | 0 | 0 | 1148.1416 | 0 | 0 | 0 | 7579.7759 | 169 | 23 | Winter
2018-06-19 | 0.36974 | 1672.1417 | 83.2602 | 678.0696 | 864.7472 | 0 | 0.34396 | 428.064 | 271.0542 | 188.7756 | 1488.2348 | 0 | 0.41468 | 0.0065041 | 0 | 0.15424 | 0 | 0 | 1587.34 | 0 | 0 | 0 | 7262.9766 | 170 | 0 | Summer
2018-06-19 01:00 | 0.4548 | 1481.7585 | 75.9509 | 530.5234 | 858.6132 | 0 | 0.32445 | 379.6027 | 260.674 | 166.1521 | 1458.9024 | 0 | 0.27099 | 0.006406 | 0 | 0.1008 | 0 | 0 | 1626.1782 | 0 | 0 | 0 | 6839.5129 | 170 | 1 | Summer
2018-06-19 02:00 | 1.3142 | 1297.644 | 74.3718 | 457.1251 | 854.8067 | 0 | 0.44565 | 376.8775 | 257.5285 | 158.2069 | 1426.379 | 0 | 0.13069 | 0.0064266 | 0 | 0.04861 | 0 | 0 | 1689.3456 | 0 | 0 | 0 | 6594.2306 | 170 | 2 | Summer
2018-06-19 03:00 | 1.5975 | 1139.1148 | 74.3718 | 450.6174 | 856.6626 | 0 | 0.57493 | 390.8335 | 258.4011 | 159.9234 | 1392.336 | 0 | 0.17263 | 0.0063815 | 0 | 0.064211 | 0 | 0 | 1715.2747 | 0 | 0 | 0 | 6439.9509 | 170 | 3 | Summer
2018-06-19 04:00 | 3.3219 | 985.8546 | 74.4852 | 513.6677 | 870.3748 | 0 | 1.2955 | 421.5958 | 268.2158 | 188.0617 | 1395.3162 | 0 | 0.0955 | 0.0063392 | 0 | 0.035522 | 0 | 0 | 1781.9958 | 0 | 0 | 0 | 6504.3224 | 170 | 4 | Summer
2018-06-19 05:00 | 4.9102 | 868.9173 | 84.863 | 739.0808 | 884.8261 | 0 | 2.159 | 534.0413 | 240.2445 | 230.4082 | 1453.3729 | 0 | 0.39225 | 0.0062997 | 0 | 0.1459 | 0 | 0 | 1868.9958 | 0 | 0 | 0 | 6912.3635 | 170 | 5 | Summer
2018-06-19 06:00 | 4.5901 | 884.9268 | 168.0086 | 1077.4263 | 906.2193 | 0 | 10.7611 | 749.9789 | 184.022 | 362.5434 | 1759.6966 | 0 | 1.0486 | 0.0062977 | 0 | 0.39004 | 0 | 0 | 1918.8982 | 0 | 0 | 0 | 8028.5163 | 170 | 6 | Summer
2018-06-19 07:00 | 3.4729 | 1060.3069 | 232.1819 | 1260.1697 | 949.5424 | 0 | 6.2918 | 1033.4243 | 258.055 | 419.7519 | 1992.2567 | 0 | 1.9376 | 0.006282 | 0 | 0.7207 | 0 | 0 | 1992.4255 | 0 | 0 | 0 | 9210.5434 | 170 | 7 | Summer
2018-06-19 08:00 | 1.5499 | 1366.4735 | 222.9533 | 1264.0309 | 987.5559 | 0 | 4.182 | 1359.6482 | 344.796 | 563.6216 | 2228.2404 | 0 | 2.0839 | 0.0063476 | 0 | 0.77513 | 0 | 0 | 2056.0582 | 0 | 0 | 0 | 10401.9753 | 170 | 8 | Summer
2018-06-19 09:00 | 1.3759 | 1726.8994 | 209.4838 | 1280.9188 | 1009.256 | 0 | 2.592 | 1664.2873 | 400.6845 | 627.57 | 2435.0128 | 0 | 1.9285 | 0.0063968 | 0 | 0.71733 | 0 | 0 | 2130.2437 | 0 | 0 | 0 | 11490.9765 | 170 | 9 | Summer
2018-06-19 10:00 | 0.86748 | 2091.4096 | 196.5098 | 1343.4166 | 1010.142 | 0 | 1.6143 | 1931.8777 | 428.1673 | 666.3181 | 2596.2982 | 0 | 2.1645 | 0.0055902 | 0 | 0.80511 | 0 | 0 | 2103.3102 | 0 | 0 | 0 | 12372.9064 | 170 | 10 | Summer
2018-06-19 11:00 | 0.40186 | 2439.8914 | 179.9602 | 1359.4804 | 1011.6992 | 0 | 1.0606 | 2107.9558 | 437.4452 | 681.4989 | 2646.0735 | 0 | 2.6233 | 0.0063075 | 0 | 0.97574 | 0 | 0 | 2098.9734 | 0 | 0 | 0 | 12968.0458 | 170 | 11 | Summer
2018-06-19 12:00 | 0.83011 | 2723.7953 | 172.6557 | 1224.8945 | 1018.5045 | 0 | 0.94816 | 2129.5931 | 435.2305 | 668.8532 | 2624.9418 | 0 | 2.994 | 0.0063628 | 0 | 1.1137 | 0 | 0 | 2110.8564 | 0 | 0 | 0 | 13115.2174 | 170 | 12 | Summer
2018-06-19 13:00 | 0.12161 | 3012.8695 | 167.9053 | 1144.736 | 990.6175 | 0 | 1.0942 | 2123.4517 | 423.7805 | 653.4475 | 2548.2454 | 0 | 3.0294 | 0.0063716 | 0 | 1.1268 | 0 | 0 | 2110.4198 | 0 | 0 | 0 | 13180.8515 | 170 | 13 | Summer
2018-06-19 14:00 | 0.032123 | 3276.2505 | 170.2777 | 1115.734 | 980.3838 | 0 | 1.1565 | 2087.6438 | 400.2922 | 638.5699 | 2417.9019 | 0 | 3.4138 | 0.006411 | 0 | 1.2698 | 0 | 0 | 2087.38 | 0 | 0 | 0 | 13180.3125 | 170 | 14 | Summer
2018-06-19 15:00 | 0 | 3520.5653 | 183.3504 | 1163.7758 | 1016.6524 | 0 | 1.2102 | 2031.5188 | 369.5001 | 628.122 | 2291.9009 | 0 | 4.5504 | 0.0056486 | 0 | 1.6926 | 0 | 0 | 2007.9373 | 0 | 0 | 0 | 13220.7818 | 170 | 15 | Summer
2018-06-19 16:00 | 0 | 3729.2554 | 209.2778 | 1350.0026 | 1089.612 | 0 | 1.2629 | 1921.4662 | 338.7655 | 541.1173 | 2196.5733 | 0 | 5.8412 | 0.0057434 | 0 | 2.1727 | 0 | 0 | 1894.3507 | 0 | 0 | 0 | 13279.7032 | 170 | 16 | Summer
2018-06-19 17:00 | 0 | 3834.939 | 250.2125 | 1557.2949 | 1159.8597 | 0 | 1.3764 | 1763.2662 | 307.5341 | 528.1142 | 2121.0771 | 0 | 6.5617 | 0.0057955 | 0 | 2.4407 | 0 | 0 | 1706.4435 | 0 | 0 | 0 | 13239.1258 | 170 | 17 | Summer
2018-06-19 18:00 | 0.0059001 | 3688.9583 | 300.5218 | 1596.2277 | 1155.8875 | 0 | 1.9215 | 1521.2742 | 282.7983 | 509.398 | 1918.4104 | 0 | 4.9275 | 0.005786 | 0 | 1.8328 | 0 | 0 | 1657.1154 | 0 | 0 | 0 | 12639.2851 | 170 | 18 | Summer
2018-06-19 19:00 | 0.042612 | 3339.3753 | 380.9378 | 1578.315 | 1117.7907 | 0 | 2.4747 | 1212.0101 | 262.2704 | 472.0448 | 1827.9527 | 0 | 2.7405 | 0.0058858 | 0 | 1.0193 | 0 | 0 | 1706.0264 | 0 | 0 | 0 | 11903.0063 | 170 | 19 | Summer
2018-06-19 20:00 | 0.0070474 | 2933.707 | 497.7542 | 1484.7931 | 1068.1995 | 0 | 2.7959 | 921.791 | 344.9478 | 394.6527 | 1732.5348 | 0 | 2.2115 | 0.0058882 | 0 | 0.82258 | 0 | 0 | 1775.1389 | 0 | 0 | 0 | 11159.3619 | 170 | 20 | Summer
2018-06-19 21:00 | 0 | 2592.718 | 560.5179 | 1424.2222 | 1019.6031 | 0 | 1.137 | 690.7344 | 376.7066 | 316.2685 | 1645.6322 | 0 | 1.6539 | 0.0058632 | 0 | 0.61519 | 0 | 0 | 1731.4122 | 0 | 0 | 0 | 10361.227 | 170 | 21 | Summer
2018-06-19 22:00 | 0.033762 | 2282.8951 | 334.4558 | 1224.924 | 913.9105 | 0 | 0.297 | 593.7391 | 323.2668 | 259.4271 | 1589.6138 | 0 | 1.0713 | 0.0058375 | 0 | 0.39849 | 0 | 0 | 1665.6322 | 0 | 0 | 0 | 9189.6708 | 170 | 22 | Summer
2018-06-19 23:00 | 0.10014 | 2000.718 | 130.2255 | 933.0988 | 873.5301 | 0 | 0.2702 | 523.815 | 288.7158 | 224.7292 | 1552.7008 | 0 | 0.76923 | 0.005784 | 0 | 0.28612 | 0 | 0 | 1640.572 | 0 | 0 | 0 | 8169.5368 | 170 | 23 | Summer
2018-06-20 | 0.18454 | 1792.6967 | 83.3044 | 670.6139 | 864.7562 | 0 | 0.38555 | 437.3429 | 271.0542 | 188.8429 | 1488.2348 | 0 | 0.43118 | 0.0065288 | 0 | 0.16038 | 0 | 0 | 1648.6712 | 0 | 0 | 0 | 7446.6854 | 171 | 0 | Summer
2018-06-20 01:00 | 0.53462 | 1629.5431 | 76.0923 | 528.3929 | 858.5189 | 0 | 0.53314 | 386.1828 | 260.9403 | 168.6516 | 1458.3492 | 0 | 0.27956 | 0.0064312 | 0 | 0.10398 | 0 | 0 | 1672.2472 | 0 | 0 | 0 | 7040.3761 | 171 | 1 | Summer
2018-06-20 02:00 | 1.8171 | 1466.4337 | 74.3718 | 459.3546 | 854.6629 | 0 | 0.82623 | 385.6545 | 257.6641 | 159.1217 | 1428.0943 | 0 | 0.13324 | 0.0064487 | 0 | 0.04956 | 0 | 0 | 1725.5417 | 0 | 0 | 0 | 6813.7317 | 171 | 2 | Summer
2018-06-20 03:00 | 3.0405 | 1337.2777 | 74.3718 | 453.5609 | 856.9326 | 0 | 1.0809 | 404.3019 | 258.3432 | 162.0269 | 1396.0442 | 0 | 0.17509 | 0.0063627 | 0 | 0.065126 | 0 | 0 | 1739.8978 | 0 | 0 | 0 | 6687.125 | 171 | 3 | Summer
2018-06-20 04:00 | 6.8246 | 1193.6679 | 74.4893 | 516.6063 | 870.3009 | 0 | 1.7874 | 442.7737 | 267.9967 | 187.9843 | 1398.9961 | 0 | 0.095846 | 0.0063231 | 0 | 0.035651 | 0 | 0 | 1786.0702 | 0 | 0 | 0 | 6747.6353 | 171 | 4 | Summer
2018-06-20 05:00 | 8.3305 | 1029.5145 | 85.4074 | 754.2112 | 884.4649 | 0 | 2.3076 | 545.1351 | 239.6549 | 232.0104 | 1458.3413 | 0 | 0.39297 | 0.0062876 | 0 | 0.14617 | 0 | 0 | 1871.5284 | 0 | 0 | 0 | 7111.4515 | 171 | 5 | Summer
2018-06-20 06:00 | 8.5611 | 995.4261 | 168.9367 | 1079.9237 | 906.2051 | 0 | 8.8458 | 741.0622 | 182.3643 | 361.9774 | 1765.0205 | 0 | 1.0513 | 0.0063512 | 0 | 0.39104 | 0 | 0 | 1924.363 | 0 | 0 | 0 | 8144.1344 | 171 | 6 | Summer
2018-06-20 07:00 | 7.9914 | 1150.6342 | 232.1207 | 1238.7588 | 949.8386 | 0 | 6.7477 | 1013.5971 | 254.76 | 419.2301 | 1996.305 | 0 | 1.9194 | 0.0062963 | 0 | 0.71392 | 0 | 0 | 1973.6133 | 0 | 0 | 0 | 9246.2366 | 171 | 7 | Summer
2018-06-20 08:00 | 3.4999 | 1462.7473 | 226.1646 | 1271.1634 | 988.2303 | 0 | 4.5973 | 1337.6483 | 341.2662 | 561.7045 | 2230.7672 | 0 | 2.0598 | 0.0056297 | 0 | 0.76615 | 0 | 0 | 2031.9679 | 0 | 0 | 0 | 10462.5885 | 171 | 8 | Summer
2018-06-20 09:00 | 1.9075 | 1799.5068 | 212.1793 | 1276.0706 | 1009.5488 | 0 | 2.502 | 1633.8469 | 399.4352 | 627.0894 | 2435.6326 | 0 | 1.9153 | 0.0056693 | 0 | 0.71242 | 0 | 0 | 2115.9808 | 0 | 0 | 0 | 11516.3334 | 171 | 9 | Summer
2018-06-20 10:00 | 1.0709 | 2127.8151 | 198.2187 | 1316.3006 | 1010.0027 | 0 | 1.468 | 1884.7149 | 427.9004 | 664.763 | 2595.568 | 0 | 2.1369 | 0.0056639 | 0 | 0.79483 | 0 | 0 | 2076.686 | 0 | 0 | 0 | 12307.4456 | 171 | 10 | Summer
2018-06-20 11:00 | 0.6559 | 2446.5586 | 180.7173 | 1325.4872 | 1011.477 | 0 | 0.91057 | 2043.1729 | 437.4018 | 679.7394 | 2643.1699 | 0 | 2.5916 | 0.0057073 | 0 | 0.96398 | 0 | 0 | 2073.7243 | 0 | 0 | 0 | 12846.5761 | 171 | 11 | Summer
2018-06-20 12:00 | 1.1202 | 2788.6711 | 173.6503 | 1266.5125 | 1018.8637 | 0 | 0.76628 | 2122.7823 | 435.2214 | 667.9001 | 2621.3719 | 0 | 2.9288 | 0.0057057 | 0 | 1.0894 | 0 | 0 | 2064.4682 | 0 | 0 | 0 | 13165.3518 | 171 | 12 | Summer
2018-06-20 13:00 | 0.14652 | 3102.6409 | 166.5857 | 1186.7976 | 989.9549 | 0 | 0.91629 | 2155.0091 | 423.7751 | 651.9327 | 2544.7995 | 0 | 2.9413 | 0.0057193 | 0 | 1.094 | 0 | 0 | 2049.0296 | 0 | 0 | 0 | 13275.6288 | 171 | 13 | Summer
2018-06-20 14:00 | 0.22306 | 3392.4736 | 168.1681 | 1093.0367 | 979.4989 | 0 | 0.98285 | 2131.7455 | 400.2933 | 637.5629 | 2413.6314 | 0 | 3.3057 | 0.005721 | 0 | 1.2296 | 0 | 0 | 2021.1346 | 0 | 0 | 0 | 13243.2919 | 171 | 14 | Summer
2018-06-20 15:00 | 0.07834 | 3719.9352 | 182.1879 | 1152.1704 | 1015.6614 | 0 | 1.0098 | 2098.6973 | 369.5003 | 628.6072 | 2285.2708 | 0 | 4.4104 | 0.00573 | 0 | 1.6405 | 0 | 0 | 1946.1805 | 0 | 0 | 0 | 13405.3558 | 171 | 15 | Summer
2018-06-20 16:00 | 0.0021306 | 3981.1128 | 208.2773 | 1337.0477 | 1088.3696 | 0 | 1.0321 | 1990.8313 | 338.7662 | 541.0069 | 2191.4106 | 0 | 5.6734 | 0.0058197 | 0 | 2.1103 | 0 | 0 | 1839.9001 | 0 | 0 | 0 | 13525.5461 | 171 | 16 | Summer
2018-06-20 17:00 | 0.073751 | 4104.5803 | 250.6773 | 1555.9872 | 1158.8963 | 0 | 1.0825 | 1815.8866 | 307.5195 | 527.5593 | 2115.9246 | 0 | 6.3775 | 0.0058344 | 0 | 2.3722 | 0 | 0 | 1658.5126 | 0 | 0 | 0 | 13505.4554 | 171 | 17 | Summer
2018-06-20 18:00 | 0 | 4001.9394 | 300.7791 | 1600.7376 | 1155.1056 | 0 | 1.4231 | 1581.7712 | 282.785 | 510.2315 | 1915.5289 | 0 | 4.8148 | 0.0058578 | 0 | 1.7909 | 0 | 0 | 1619.2846 | 0 | 0 | 0 | 12976.1975 | 171 | 18 | Summer
2018-06-20 19:00 | 0 | 3664.8293 | 380.3714 | 1585.104 | 1117.2165 | 0 | 2.0179 | 1269.7641 | 262.2951 | 472.9578 | 1827.6098 | 0 | 2.6666 | 0.0058415 | 0 | 0.99186 | 0 | 0 | 1660.1443 | 0 | 0 | 0 | 12245.9746 | 171 | 19 | Summer
2018-06-20 20:00 | 0.0040973 | 3143.5876 | 500.7727 | 1497.3737 | 1068.9427 | 0 | 2.5736 | 950.9993 | 345.5703 | 394.3832 | 1733.5553 | 0 | 2.1576 | 0.0058115 | 0 | 0.80253 | 0 | 0 | 1732.4022 | 0 | 0 | 0 | 11373.1307 | 171 | 20 | Summer
2018-06-20 21:00 | 0.0093418 | 2741.1253 | 565.0869 | 1415.7358 | 1019.7621 | 0 | 1.0159 | 699.1527 | 379.5439 | 316.3477 | 1647.8363 | 0 | 1.6233 | 0.0058142 | 0 | 0.60381 | 0 | 0 | 1699.4787 | 0 | 0 | 0 | 10487.3278 | 171 | 21 | Summer
2018-06-20 22:00 | 0.041956 | 2363.1904 | 334.3862 | 1228.059 | 913.682 | 0 | 0.43425 | 590.3648 | 326.9914 | 259.1595 | 1591.1189 | 0 | 1.0548 | 0.0058273 | 0 | 0.39236 | 0 | 0 | 1640.1283 | 0 | 0 | 0 | 9249.0097 | 171 | 22 | Summer
2018-06-20 23:00 | 0.016061 | 2009.3734 | 130.3364 | 921.0892 | 873.7618 | 0 | 0.50043 | 517.1797 | 290.7229 | 225.2397 | 1553.4075 | 0 | 0.75481 | 0.0058035 | 0 | 0.28076 | 0 | 0 | 1610.0729 | 0 | 0 | 0 | 8132.7415 | 171 | 23 | Summer
2018-06-21 | 0.18962 | 1765.8268 | 83.1828 | 665.7385 | 864.9681 | 0 | 0.51692 | 425.2081 | 271.9062 | 189.6781 | 1487.2011 | 0 | 0.42166 | 0.006453 | 0 | 0.15684 | 0 | 0 | 1613.4643 | 0 | 0 | 0 | 7368.4655 | 172 | 0 | Winter
2018-06-21 01:00 | 0.63525 | 1567.8127 | 76.0225 | 525.549 | 858.727 | 0 | 0.62461 | 375.1553 | 260.8345 | 168.2391 | 1453.888 | 0 | 0.27342 | 0.0063515 | 0 | 0.1017 | 0 | 0 | 1633.4883 | 0 | 0 | 0 | 6921.3577 | 172 | 1 | Winter
2018-06-21 02:00 | 1.5645 | 1409.5614 | 74.3718 | 454.8064 | 854.8063 | 0 | 0.83507 | 376.9192 | 257.5979 | 158.7486 | 1422.6558 | 0 | 0.12783 | 0.0062291 | 0 | 0.047548 | 0 | 0 | 1655.2896 | 0 | 0 | 0 | 6667.338 | 172 | 2 | Winter
2018-06-21 03:00 | 2.6911 | 1250.7199 | 74.3718 | 453.6206 | 856.7701 | 0 | 1.0586 | 388.1074 | 258.3991 | 160.3373 | 1389.2025 | 0 | 0.17006 | 0.006222 | 0 | 0.063254 | 0 | 0 | 1692.6386 | 0 | 0 | 0 | 6528.1564 | 172 | 3 | Winter
2018-06-21 04:00 | 6.3595 | 1070.5398 | 74.5082 | 517.8428 | 870.1249 | 0 | 1.4035 | 410.2909 | 268.1541 | 186.671 | 1391.2812 | 0 | 0.093354 | 0.0061587 | 0 | 0.034724 | 0 | 0 | 1734.1735 | 0 | 0 | 0 | 6531.4837 | 172 | 4 | Winter
2018-06-21 05:00 | 7.4045 | 943.8082 | 85.0836 | 726.5772 | 884.8406 | 0 | 1.9625 | 513.7045 | 240.1016 | 229.8085 | 1450.3287 | 0 | 0.3836 | 0.0068845 | 0 | 0.14269 | 0 | 0 | 1827.7867 | 0 | 0 | 0 | 6911.9397 | 172 | 5 | Winter
2018-06-21 06:00 | 5.8875 | 955.8503 | 168.6366 | 1073.3062 | 906.3593 | 0 | 8.331 | 716.9002 | 183.8264 | 361.3394 | 1757.9193 | 0 | 1.0289 | 0.0062868 | 0 | 0.38271 | 0 | 0 | 1883.0521 | 0 | 0 | 0 | 8022.8262 | 172 | 6 | Winter
2018-06-21 07:00 | 4.1006 | 1141.0699 | 231.1585 | 1274.7065 | 949.664 | 0 | 5.8607 | 985.6603 | 257.8262 | 419.7187 | 1989.6426 | 0 | 1.8868 | 0.0063063 | 0 | 0.70183 | 0 | 0 | 1940.379 | 0 | 0 | 0 | 9202.3819 | 172 | 7 | Winter
2018-06-21 08:00 | 1.5135 | 1443.8136 | 224.5032 | 1321.7041 | 987.8608 | 0 | 3.4709 | 1289.7293 | 344.4966 | 560.9013 | 2222.7887 | 0 | 2.026 | 0.0055586 | 0 | 0.7536 | 0 | 0 | 1998.8664 | 0 | 0 | 0 | 10402.4336 | 172 | 8 | Winter
2018-06-21 09:00 | 1.4514 | 1810.1106 | 211.1288 | 1307.3579 | 1009.5923 | 0 | 2.0394 | 1605.247 | 400.4657 | 625.3581 | 2423.8426 | 0 | 1.8698 | 0.0056172 | 0 | 0.6955 | 0 | 0 | 2065.9843 | 0 | 0 | 0 | 11465.1492 | 172 | 9 | Winter
2018-06-21 10:00 | 1.1471 | 2179.3327 | 198.3694 | 1329.0307 | 1010.0604 | 0 | 1.2986 | 1871.0057 | 428.0538 | 663.1156 | 2576.1418 | 0 | 2.0972 | 0.0056643 | 0 | 0.78006 | 0 | 0 | 2037.892 | 0 | 0 | 0 | 12298.3306 | 172 | 10 | Winter
2018-06-21 11:00 | 0.80028 | 2539.323 | 182.9633 | 1324.864 | 1011.9982 | 0 | 0.82339 | 2038.77 | 437.4138 | 680.381 | 2615.0745 | 0 | 2.536 | 0.0056835 | 0 | 0.94329 | 0 | 0 | 2029.4045 | 0 | 0 | 0 | 12865.301 | 172 | 11 | Winter
2018-06-21 12:00 | 0.9863 | 2890.7576 | 173.7619 | 1269.1262 | 1018.7631 | 0 | 0.69976 | 2122.7966 | 435.2254 | 667.2637 | 2587.6468 | 0 | 2.889 | 0.0057849 | 0 | 1.0746 | 0 | 0 | 2036.7262 | 0 | 0 | 0 | 13207.7229 | 172 | 12 | Winter
2018-06-21 13:00 | 0.14783 | 3251.8404 | 166.3619 | 1204.5546 | 990.0914 | 0 | 0.83058 | 2178.3669 | 423.7787 | 651.4113 | 2510.159 | 0 | 2.9163 | 0.0058209 | 0 | 1.0847 | 0 | 0 | 2031.1156 | 0 | 0 | 0 | 13412.665 | 172 | 13 | Winter
2018-06-21 14:00 | 0.11161 | 3598.1065 | 168.4382 | 1128.0989 | 979.8017 | 0 | 0.91883 | 2175.2618 | 400.2939 | 636.4186 | 2384.172 | 0 | 3.2871 | 0.0059131 | 0 | 1.2227 | 0 | 0 | 2010.155 | 0 | 0 | 0 | 13486.2927 | 172 | 14 | Winter
2018-06-21 15:00 | 0.029009 | 3864.1845 | 183.1484 | 1160.7444 | 1016.2926 | 0 | 0.95717 | 2104.6705 | 369.5005 | 629.4456 | 2266.9063 | 0 | 4.4024 | 0.0059538 | 0 | 1.6375 | 0 | 0 | 1942.9592 | 0 | 0 | 0 | 13544.884 | 172 | 15 | Winter
2018-06-21 16:00 | 0.0095057 | 4040.4202 | 209.2224 | 1332.0205 | 1088.9583 | 0 | 0.97732 | 1972.8382 | 338.7656 | 539.9582 | 2184.0336 | 0 | 5.6842 | 0.0060535 | 0 | 2.1143 | 0 | 0 | 1843.4504 | 0 | 0 | 0 | 13558.4588 | 172 | 16 | Winter
2018-06-21 17:00 | 0.03704 | 4139.5337 | 250.965 | 1551.3642 | 1158.7242 | 0 | 1.0119 | 1804.6974 | 307.5204 | 525.4358 | 2118.4565 | 0 | 6.3744 | 0.005204 | 0 | 2.371 | 0 | 0 | 1657.6831 | 0 | 0 | 0 | 13524.1799 | 172 | 17 | Winter
2018-06-21 18:00 | 0.033598 | 3970.7975 | 300.1445 | 1606.8171 | 1154.3856 | 0 | 1.132 | 1549.9071 | 282.7839 | 509.4646 | 1925.4346 | 0 | 4.7768 | 0.0052293 | 0 | 1.7768 | 0 | 0 | 1606.5298 | 0 | 0 | 0 | 12913.9891 | 172 | 18 | Winter
2018-06-21 19:00 | 0 | 3668.9511 | 380.1023 | 1548.6387 | 1117.0945 | 0 | 1.6955 | 1260.105 | 262.2751 | 472.388 | 1842.2009 | 0 | 2.6709 | 0.0060384 | 0 | 0.99345 | 0 | 0 | 1662.6706 | 0 | 0 | 0 | 12219.7921 | 172 | 19 | Winter
2018-06-21 20:00 | 0.0096696 | 3245.0446 | 499.2985 | 1483.3058 | 1068.561 | 0 | 2.2353 | 967.9074 | 344.9279 | 395.0857 | 1749.5825 | 0 | 2.1369 | 0.006054 | 0 | 0.79484 | 0 | 0 | 1715.1825 | 0 | 0 | 0 | 11474.0789 | 172 | 20 | Winter
2018-06-21 21:00 | 0.039006 | 2814.5305 | 566.6716 | 1435.7223 | 1020.2274 | 0 | 1.0696 | 710.4983 | 376.7887 | 315.5436 | 1661.3123 | 0 | 1.5826 | 0.005957 | 0 | 0.58865 | 0 | 0 | 1656.6388 | 0 | 0 | 0 | 10561.2192 | 172 | 21 | Winter
2018-06-21 22:00 | 0.047037 | 2445.288 | 339.2207 | 1230.5383 | 914.1594 | 0 | 0.54049 | 606.1455 | 323.4504 | 259.7184 | 1598.3722 | 0 | 1.0313 | 0.0060667 | 0 | 0.38358 | 0 | 0 | 1602.9221 | 0 | 0 | 0 | 9321.8233 | 172 | 22 | Winter
2018-06-21 23:00 | 0.062115 | 2092.4125 | 131.2216 | 903.9567 | 873.5861 | 0 | 0.81892 | 528.242 | 289.0378 | 224.0665 | 1552.152 | 0 | 0.74365 | 0.0061759 | 0 | 0.27661 | 0 | 0 | 1586.2603 | 0 | 0 | 0 | 8182.843 | 172 | 23 | Winter
2018-06-22 | 0.1693 | 1859.6671 | 83.133 | 653.3204 | 864.9266 | 0 | 0.76608 | 441.8846 | 271.5083 | 189.4858 | 1481.7736 | 0 | 0.41003 | 0.0058587 | 0 | 0.15252 | 0 | 0 | 1569.125 | 0 | 0 | 0 | 7416.3284 | 173 | 0 | Summer
2018-06-22 01:00 | 0.36581 | 1682.4851 | 76.0554 | 508.09 | 858.5441 | 0 | 0.54088 | 395.1231 | 260.674 | 167.7215 | 1458.9024 | 0 | 0.26633 | 0.0065335 | 0 | 0.099064 | 0 | 0 | 1594.4328 | 0 | 0 | 0 | 7003.307 | 173 | 1 | Summer
2018-06-22 02:00 | 1.4296 | 1485.3672 | 74.3718 | 449.2019 | 854.7234 | 0 | 0.90148 | 390.6406 | 257.5285 | 158.3261 | 1426.379 | 0 | 0.12704 | 0.0064851 | 0 | 0.047252 | 0 | 0 | 1637.6412 | 0 | 0 | 0 | 6736.6915 | 173 | 2 | Summer
2018-06-22 03:00 | 2.1073 | 1340.2482 | 74.3718 | 447.9365 | 856.5299 | 0 | 1.1926 | 409.554 | 258.4011 | 161.0005 | 1392.336 | 0 | 0.16697 | 0.0064505 | 0 | 0.062108 | 0 | 0 | 1658.6983 | 0 | 0 | 0 | 6602.6116 | 173 | 3 | Summer
2018-06-22 04:00 | 5.0028 | 1186.8214 | 74.4911 | 511.6447 | 870.4796 | 0 | 1.8837 | 447.5747 | 268.2158 | 187.9101 | 1395.3162 | 0 | 0.09241 | 0.0064329 | 0 | 0.034373 | 0 | 0 | 1718.2088 | 0 | 0 | 0 | 6667.6819 | 173 | 4 | Summer
2018-06-22 05:00 | 6.0268 | 1067.4083 | 84.8952 | 741.6647 | 884.5078 | 0 | 3.4416 | 568.5082 | 240.2445 | 232.1152 | 1453.3729 | 0 | 0.3785 | 0.0064254 | 0 | 0.14079 | 0 | 0 | 1802.4495 | 0 | 0 | 0 | 7085.1603 | 173 | 5 | Summer
2018-06-22 06:00 | 5.3432 | 1066.8451 | 168.4128 | 1099.5817 | 906.2905 | 0 | 10.1755 | 795.7864 | 184.022 | 361.7334 | 1759.6966 | 0 | 0.99328 | 0.0064185 | 0 | 0.36946 | 0 | 0 | 1818.1192 | 0 | 0 | 0 | 8177.3755 | 173 | 6 | Summer
2018-06-22 07:00 | 3.8069 | 1209.9522 | 231.4139 | 1259.3361 | 949.7404 | 0 | 6.045 | 1079.0697 | 258.055 | 416.9207 | 1992.2567 | 0 | 1.8069 | 0.0056198 | 0 | 0.67209 | 0 | 0 | 1857.8346 | 0 | 0 | 0 | 9266.9158 | 173 | 7 | Summer
2018-06-22 08:00 | 1.1572 | 1435.3879 | 224.2116 | 1265.7601 | 987.4477 | 0 | 3.5093 | 1367.8317 | 344.796 | 560.819 | 2228.2404 | 0 | 1.9527 | 0.0056532 | 0 | 0.72631 | 0 | 0 | 1926.8101 | 0 | 0 | 0 | 10348.6559 | 173 | 8 | Summer
2018-06-22 09:00 | 1.0425 | 1702.4562 | 207.9874 | 1276.1237 | 1008.7817 | 0 | 2.1075 | 1655.6679 | 400.6845 | 625.2562 | 2435.0128 | 0 | 1.8 | 0.0056225 | 0 | 0.66952 | 0 | 0 | 1988.6968 | 0 | 0 | 0 | 11306.2925 | 173 | 9 | Summer
2018-06-22 10:00 | 0.51052 | 1997.9853 | 196.9661 | 1300.4103 | 1009.9518 | 0 | 1.35 | 1916.1144 | 428.1673 | 661.9411 | 2596.2982 | 0 | 2.0333 | 0.0055974 | 0 | 0.75631 | 0 | 0 | 1976.0576 | 0 | 0 | 0 | 12088.5477 | 173 | 10 | Summer
2018-06-22 11:00 | 0.33024 | 2302.6475 | 181.4101 | 1319.6601 | 1012.0881 | 0 | 0.88616 | 2079.2932 | 437.4452 | 677.1649 | 2646.0735 | 0 | 2.482 | 0.0055659 | 0 | 0.92321 | 0 | 0 | 1985.6942 | 0 | 0 | 0 | 12646.1041 | 173 | 11 | Summer
2018-06-22 12:00 | 0.66212 | 2578.8663 | 174.4532 | 1276.4813 | 1019.2031 | 0 | 0.78854 | 2129.7429 | 435.2305 | 665.3757 | 2624.9418 | 0 | 2.8331 | 0.0055153 | 0 | 1.0538 | 0 | 0 | 1997.0929 | 0 | 0 | 0 | 12906.7309 | 173 | 12 | Summer
2018-06-22 13:00 | 0.064573 | 2871.8535 | 168.9633 | 1172.5893 | 990.8191 | 0 | 0.94071 | 2148.1997 | 423.7805 | 653.1228 | 2548.2454 | 0 | 2.8611 | 0.0055618 | 0 | 1.0642 | 0 | 0 | 1992.8426 | 0 | 0 | 0 | 12975.3524 | 173 | 13 | Summer
2018-06-22 14:00 | 0.035728 | 3200.5207 | 170.6033 | 1105.973 | 980.3876 | 0 | 0.9745 | 2130.2228 | 400.2922 | 634.9007 | 2417.9019 | 0 | 3.2483 | 0.0056416 | 0 | 1.2082 | 0 | 0 | 1986.1813 | 0 | 0 | 0 | 13032.4559 | 173 | 14 | Summer
2018-06-22 15:00 | 0.033762 | 3571.6609 | 184.0845 | 1198.0797 | 1016.8425 | 0 | 0.99042 | 2107.7732 | 369.5001 | 627.7848 | 2291.9009 | 0 | 4.3536 | 0.0056594 | 0 | 1.6194 | 0 | 0 | 1921.2322 | 0 | 0 | 0 | 13295.8617 | 173 | 15 | Summer
2018-06-22 16:00 | 0 | 3876.3892 | 209.2913 | 1366.2972 | 1090.0631 | 0 | 1.0083 | 2010.32 | 338.7655 | 540.1743 | 2196.5733 | 0 | 5.6775 | 0.0056701 | 0 | 2.1118 | 0 | 0 | 1841.3822 | 0 | 0 | 0 | 13478.0592 | 173 | 16 | Summer
2018-06-22 17:00 | 0.030648 | 3978.6223 | 249.3407 | 1550.7122 | 1159.3986 | 0 | 1.1243 | 1818.5314 | 307.5341 | 527.3915 | 2121.0771 | 0 | 6.5315 | 0.0056982 | 0 | 2.4294 | 0 | 0 | 1698.5735 | 0 | 0 | 0 | 13421.3028 | 173 | 17 | Summer
2018-06-22 18:00 | 0.055559 | 3854.3612 | 300.0907 | 1606.2644 | 1154.7962 | 0 | 1.4701 | 1575.7697 | 282.7983 | 510.9607 | 1918.4104 | 0 | 4.8707 | 0.0057268 | 0 | 1.8117 | 0 | 0 | 1638.1313 | 0 | 0 | 0 | 12849.7965 | 173 | 18 | Summer
2018-06-22 19:00 | 0 | 3517.5045 | 381.0148 | 1564.7411 | 1117.3583 | 0 | 1.957 | 1271.8521 | 262.2704 | 474.1215 | 1827.9527 | 0 | 2.6614 | 0.0056815 | 0 | 0.98992 | 0 | 0 | 1656.705 | 0 | 0 | 0 | 12079.1344 | 173 | 19 | Summer
2018-06-22 20:00 | 0.0019667 | 3031.7685 | 498.1026 | 1510.335 | 1067.8424 | 0 | 2.3906 | 965.9023 | 344.9016 | 394.8316 | 1732.5348 | 0 | 2.1081 | 0.0056807 | 0 | 0.78412 | 0 | 0 | 1692.4717 | 0 | 0 | 0 | 11243.9808 | 173 | 20 | Summer
2018-06-22 21:00 | 0.015898 | 2597.0155 | 559.6399 | 1369.8905 | 1019.0085 | 0 | 1.0827 | 708.6042 | 376.7066 | 318.1337 | 1645.6322 | 0 | 1.5702 | 0.0057266 | 0 | 0.58404 | 0 | 0 | 1643.6987 | 0 | 0 | 0 | 10241.5885 | 173 | 21 | Summer
2018-06-22 22:00 | 0.031959 | 2264.103 | 333.116 | 1203.1662 | 913.662 | 0 | 0.51797 | 606.475 | 323.2668 | 260.4201 | 1589.6138 | 0 | 1.0123 | 0.0057426 | 0 | 0.37652 | 0 | 0 | 1574.0573 | 0 | 0 | 0 | 9069.8247 | 173 | 22 | Summer
2018-06-22 23:00 | 0.099974 | 1996.6372 | 131.0302 | 921.9406 | 873.591 | 0 | 0.64604 | 538.7309 | 288.7158 | 225.1203 | 1552.7008 | 0 | 0.72232 | 0.005713 | 0 | 0.26867 | 0 | 0 | 1541.7043 | 0 | 0 | 0 | 8071.9138 | 173 | 23 | Summer
2018-06-23 | 0.1829 | 1755.4906 | 83.0952 | 655.8549 | 864.8962 | 0 | 0.33563 | 437.2789 | 271.0542 | 188.5881 | 1488.2348 | 0 | 0.40336 | 0.005643 | 0 | 0.15003 | 0 | 0 | 1543.3013 | 0 | 0 | 0 | 7288.8719 | 174 | 0 | Summer
2018-06-23 01:00 | 0.41448 | 1540.7235 | 75.8977 | 502.7531 | 858.8452 | 0 | 0.3622 | 424.8849 | 257.5727 | 161.0942 | 1554.5041 | 0 | 0.26085 | 0.006242 | 0 | 0.097025 | 0 | 0 | 1560.7193 | 0 | 0 | 0 | 6938.1355 | 174 | 1 | Summer
2018-06-23 02:00 | 1.2333 | 1352.6578 | 74.1733 | 457.0159 | 854.6705 | 0 | 0.52767 | 399.8369 | 252.563 | 159.9339 | 1528.6256 | 0 | 0.12438 | 0.006202 | 0 | 0.046265 | 0 | 0 | 1604.3909 | 0 | 0 | 0 | 6685.8055 | 174 | 2 | Summer
2018-06-23 03:00 | 1.8008 | 1199.9957 | 74.1733 | 441.4596 | 856.5668 | 0 | 0.80141 | 401.4021 | 249.2908 | 173.7035 | 1495.7777 | 0 | 0.16328 | 0.0061311 | 0 | 0.060734 | 0 | 0 | 1617.9963 | 0 | 0 | 0 | 6513.1983 | 174 | 3 | Summer
2018-06-23 04:00 | 3.8642 | 1046.338 | 74.4526 | 440.0978 | 872.8613 | 0 | 1.376 | 409.988 | 251.6406 | 185.6739 | 1449.2601 | 0 | 0.089788 | 0.0060921 | 0 | 0.033398 | 0 | 0 | 1666.2608 | 0 | 0 | 0 | 6401.9427 | 174 | 4 | Summer
2018-06-23 05:00 | 4.8687 | 932.6938 | 80.5349 | 520.6084 | 892.012 | 0 | 2.3841 | 456.2351 | 201.4019 | 212.6255 | 1396.6768 | 0 | 0.36534 | 0.006077 | 0 | 0.13589 | 0 | 0 | 1740.1496 | 0 | 0 | 0 | 6440.6981 | 174 | 5 | Summer
2018-06-23 06:00 | 4.6159 | 925.644 | 117.4413 | 724.3742 | 906.0385 | 0 | 9.4875 | 572.9909 | 110.0713 | 262.6593 | 1505.3021 | 0 | 0.97619 | 0.0060808 | 0 | 0.3631 | 0 | 0 | 1786.2311 | 0 | 0 | 0 | 6926.2014 | 174 | 6 | Summer
2018-06-23 07:00 | 3.5597 | 1054.4454 | 181.6047 | 988.0203 | 935.4979 | 0 | 6.0449 | 716.0876 | 145.2604 | 297.2539 | 1485.9612 | 0 | 1.7921 | 0.0054 | 0 | 0.66658 | 0 | 0 | 1842.7373 | 0 | 0 | 0 | 7658.9374 | 174 | 7 | Summer
2018-06-23 08:00 | 1.4788 | 1293.8131 | 236.1538 | 1274.9314 | 991.1523 | 0 | 4.7148 | 900.1732 | 190.2328 | 416.0424 | 1458.7875 | 0 | 1.9798 | 0.0054525 | 0 | 0.7364 | 0 | 0 | 1953.7284 | 0 | 0 | 0 | 8723.9303 | 174 | 8 | Summer
2018-06-23 09:00 | 1.1489 | 1612.6289 | 253.511 | 1399.2036 | 1021.9941 | 0 | 3.73 | 1141.6162 | 216.1134 | 468.9509 | 1470.1517 | 0 | 1.8436 | 0.0054512 | 0 | 0.68576 | 0 | 0 | 2036.4299 | 0 | 0 | 0 | 9628.0134 | 174 | 9 | Summer
2018-06-23 10:00 | 0.54363 | 1911.2423 | 248.2405 | 1400.3441 | 1025.1657 | 0 | 2.9289 | 1348.9377 | 229.4304 | 502.8292 | 1531.9523 | 0 | 2.0975 | 0.00546 | 0 | 0.78017 | 0 | 0 | 2038.1935 | 0 | 0 | 0 | 10242.6913 | 174 | 10 | Summer
2018-06-23 11:00 | 0.42579 | 2201.6677 | 228.6169 | 1395.806 | 1029.3446 | 0 | 2.8606 | 1505.252 | 236.1191 | 538.4258 | 1572.4347 | 0 | 2.5689 | 0.0062089 | 0 | 0.95552 | 0 | 0 | 2055.3415 | 0 | 0 | 0 | 10769.8251 | 174 | 11 | Summer
2018-06-23 12:00 | 0.7521 | 2478.1915 | 217.279 | 1421.495 | 1038.0877 | 0 | 2.0923 | 1591.1382 | 237.7543 | 554.3575 | 1596.6214 | 0 | 2.9503 | 0.0061756 | 0 | 1.0974 | 0 | 0 | 2080.1755 | 0 | 0 | 0 | 11221.9983 | 174 | 12 | Summer
2018-06-23 13:00 | 0.055723 | 2703.9092 | 211.4686 | 1377.0616 | 1010.2315 | 0 | 1.9591 | 1628.5082 | 237.1653 | 571.7749 | 1608.9231 | 0 | 3.0131 | 0.0061608 | 0 | 1.1207 | 0 | 0 | 2098.9035 | 0 | 0 | 0 | 11454.1008 | 174 | 13 | Summer
2018-06-23 14:00 | 0 | 2875.9606 | 215.4741 | 1313.459 | 999.8208 | 0 | 1.9385 | 1623.6109 | 233.5585 | 572.5412 | 1630.3994 | 0 | 3.4217 | 0.0061874 | 0 | 1.2727 | 0 | 0 | 2092.1857 | 0 | 0 | 0 | 11563.6493 | 174 | 14 | Summer
2018-06-23 15:00 | 0 | 2977.5995 | 223.4298 | 1328.4363 | 1038.0742 | 0 | 2.0328 | 1585.071 | 228.5869 | 564.2988 | 1677.8935 | 0 | 4.6263 | 0.0061898 | 0 | 1.7208 | 0 | 0 | 2041.5303 | 0 | 0 | 0 | 11673.3063 | 174 | 15 | Summer
2018-06-23 16:00 | 0 | 3069.7454 | 242.0801 | 1430.2024 | 1111.3155 | 0 | 2.5978 | 1522.7872 | 224.7818 | 478.7088 | 1739.4038 | 0 | 6.0516 | 0.0063041 | 0 | 2.2509 | 0 | 0 | 1962.6379 | 0 | 0 | 0 | 11792.5695 | 174 | 16 | Summer
2018-06-23 17:00 | 0 | 3081.3065 | 273.0086 | 1539.1858 | 1179.3692 | 0 | 2.3381 | 1379.8379 | 222.6411 | 463.1891 | 1799.5126 | 0 | 6.9206 | 0.0055413 | 0 | 2.5742 | 0 | 0 | 1799.7162 | 0 | 0 | 0 | 11749.6056 | 174 | 17 | Summer
2018-06-23 18:00 | 0 | 2905.0981 | 314.6769 | 1607.0023 | 1168.748 | 0 | 2.6396 | 1212.3281 | 221.7134 | 439.2539 | 1703.4896 | 0 | 5.0979 | 0.0055783 | 0 | 1.8962 | 0 | 0 | 1714.6079 | 0 | 0 | 0 | 11296.5574 | 174 | 18 | Summer
2018-06-23 19:00 | 0.066704 | 2595.4695 | 393.4635 | 1570.6092 | 1128.0393 | 0 | 2.914 | 1016.1782 | 221.456 | 401.3347 | 1691.7697 | 0 | 2.7454 | 0.0056338 | 0 | 1.0212 | 0 | 0 | 1709.0949 | 0 | 0 | 0 | 10734.1676 | 174 | 19 | Summer
2018-06-23 20:00 | 0.028353 | 2260.2281 | 513.5808 | 1528.5292 | 1074.9249 | 0 | 3.5277 | 836.2533 | 317.8715 | 351.9528 | 1672.4666 | 0 | 2.1426 | 0.005572 | 0 | 0.79696 | 0 | 0 | 1719.9297 | 0 | 0 | 0 | 10282.2381 | 174 | 20 | Summer
2018-06-23 21:00 | 0.13751 | 1957.1793 | 587.6233 | 1374.2119 | 1026.0029 | 0 | 1.369 | 662.7291 | 357.8307 | 305.7006 | 1628.8623 | 0 | 1.5879 | 0.0055134 | 0 | 0.59062 | 0 | 0 | 1662.3909 | 0 | 0 | 0 | 9566.2215 | 174 | 21 | Summer
2018-06-23 22:00 | 0.25551 | 1683.0572 | 367.3665 | 1227.4797 | 918.2353 | 0 | 0.59724 | 560.55 | 310.0988 | 244.7061 | 1574.5126 | 0 | 1.0332 | 0.0054924 | 0 | 0.3843 | 0 | 0 | 1606.377 | 0 | 0 | 0 | 8494.659 | 174 | 22 | Summer
2018-06-23 23:00 | 0.82061 | 1439.7799 | 142.1605 | 929.7549 | 872.4402 | 0 | 0.95407 | 482.7553 | 277.2913 | 197.8089 | 1537.2268 | 0 | 0.73378 | 0.0054326 | 0 | 0.27294 | 0 | 0 | 1565.9525 | 0 | 0 | 0 | 7447.9573 | 174 | 23 | Summer
2018-06-24 | 1.8861 | 1252.8247 | 85.7185 | 661.5633 | 863.5498 | 0 | 1.3716 | 414.2398 | 264.1304 | 167.822 | 1543.9823 | 0 | 1.016 | 0.0068265 | 0 | 0.37792 | 0 | 0 | 1172.2074 | 0 | 0 | 0 | 6430.6966 | 175 | 0 | Summer
2018-06-24 01:00 | 2.6426 | 1106.1848 | 76.4864 | 512.5272 | 856.981 | 0 | 1.3133 | 357.205 | 249.3002 | 157.1068 | 1433.9839 | 0 | 0.41213 | 0.0066673 | 0 | 0.1533 | 0 | 0 | 1202.8649 | 0 | 0 | 0 | 5957.168 | 175 | 1 | Summer
2018-06-24 02:00 | 3.7967 | 968.8413 | 74.1733 | 451.2655 | 853.3593 | 0 | 1.5254 | 348.0054 | 244.8259 | 161.1826 | 1428.4635 | 0 | 0.35396 | 0.0080705 | 0 | 0.13166 | 0 | 0 | 1157.6311 | 0 | 0 | 0 | 5693.5637 | 175 | 2 | Summer
2018-06-24 03:00 | 5.5979 | 863.2551 | 74.1733 | 437.3182 | 855.7089 | 0 | 1.9173 | 340.0682 | 240.3942 | 174.339 | 1386.337 | 0 | 0.25832 | 0.0087452 | 0 | 0.096086 | 0 | 0 | 1136.2538 | 0 | 0 | 0 | 5515.7261 | 175 | 3 | Summer
2018-06-24 04:00 | 10.5232 | 742.4993 | 74.4591 | 467.5551 | 872.9214 | 0 | 2.2357 | 342.5641 | 245.2132 | 188.4905 | 1354.223 | 0 | 0.050274 | 0.0085098 | 0 | 0.0187 | 0 | 0 | 1149.6958 | 0 | 0 | 0 | 5450.4577 | 175 | 4 | Summer
2018-06-24 05:00 | 13.7863 | 656.8802 | 80.6767 | 531.5781 | 891.8575 | 0 | 3.55 | 383.2284 | 199.1382 | 216.4206 | 1320.3145 | 0 | 0.15429 | 0.0086751 | 0 | 0.05739 | 0 | 0 | 1151.3417 | 0 | 0 | 0 | 5448.9926 | 175 | 5 | Summer
2018-06-24 06:00 | 13.1154 | 669.313 | 119.2488 | 720.1935 | 906.0402 | 0 | 16.5971 | 449.5719 | 104.5514 | 259.3991 | 1265.2896 | 0 | 0.32886 | 0.0081677 | 0 | 0.12232 | 0 | 0 | 1157.1611 | 0 | 0 | 0 | 5680.9405 | 175 | 6 | Summer
2018-06-24 07:00 | 10.698 | 809.6568 | 185.9475 | 1000.5245 | 935.6635 | 0 | 11.5278 | 532.5417 | 122.4289 | 289.7567 | 1235.7193 | 0 | 0.54226 | 0.0068732 | 0 | 0.2017 | 0 | 0 | 1081.239 | 0 | 0 | 0 | 6216.4548 | 175 | 7 | Summer
2018-06-24 08:00 | 4.7435 | 1080.6314 | 237.9423 | 1291.6121 | 991.1554 | 0 | 8.1805 | 655.9034 | 141.5982 | 404.2871 | 1274.5439 | 0 | 1.0263 | 0.0068044 | 0 | 0.38173 | 0 | 0 | 1078.5391 | 0 | 0 | 0 | 7170.5517 | 175 | 8 | Summer
2018-06-24 09:00 | 2.0795 | 1415.0925 | 252.8186 | 1423.7875 | 1022.0885 | 0 | 5.1691 | 838.9627 | 161.0525 | 443.8861 | 1292.3003 | 0 | 1.7705 | 0.0066066 | 0 | 0.65854 | 0 | 0 | 1052.2314 | 0 | 0 | 0 | 7911.9043 | 175 | 9 | Summer
2018-06-24 10:00 | 0.78865 | 1750.3953 | 247.6281 | 1469.8374 | 1025.6469 | 0 | 3.5938 | 1002.7875 | 179.0733 | 466.5466 | 1307.9755 | 0 | 2.4144 | 0.0067039 | 0 | 0.89806 | 0 | 0 | 1052.101 | 0 | 0 | 0 | 8509.6932 | 175 | 10 | Summer
2018-06-24 11:00 | 0.2637 | 2036.7199 | 227.6836 | 1460.5682 | 1029.6854 | 0 | 3.1235 | 1129.7289 | 193.0188 | 496.2464 | 1336.1135 | 0 | 3.0764 | 0.0067075 | 0 | 1.1443 | 0 | 0 | 1060.5988 | 0 | 0 | 0 | 8977.9781 | 175 | 11 | Summer
2018-06-24 12:00 | 0.48676 | 2343.5307 | 216.5242 | 1495.7907 | 1038.4209 | 0 | 2.1936 | 1238.3474 | 201.1859 | 515.2914 | 1389.5217 | 0 | 3.8232 | 0.0066059 | 0 | 1.4221 | 0 | 0 | 1045.806 | 0 | 0 | 0 | 9492.3511 | 175 | 12 | Summer
2018-06-24 13:00 | 0 | 2626.713 | 211.9209 | 1399.2269 | 1010.5461 | 0 | 1.933 | 1294.3443 | 204.7678 | 529.326 | 1431.3216 | 0 | 3.9104 | 0.0065261 | 0 | 1.4545 | 0 | 0 | 1043.4313 | 0 | 0 | 0 | 9758.9023 | 175 | 13 | Summer
2018-06-24 14:00 | 0.011964 | 2796.5235 | 214.0971 | 1347.6292 | 999.4049 | 0 | 1.9145 | 1282.6464 | 202.6548 | 535.1026 | 1476.7756 | 0 | 4.014 | 0.0065959 | 0 | 1.4931 | 0 | 0 | 1039.6112 | 0 | 0 | 0 | 9901.8854 | 175 | 14 | Summer
2018-06-24 15:00 | 0 | 2996.8629 | 222.9696 | 1328.3662 | 1038.6975 | 0 | 1.8917 | 1271.1908 | 195.0255 | 535.5028 | 1515.5957 | 0 | 4.2813 | 0.0066088 | 0 | 1.5925 | 0 | 0 | 1037.905 | 0 | 0 | 0 | 10149.8883 | 175 | 15 | Summer
2018-06-24 16:00 | 0.03032 | 3292.9677 | 242.6768 | 1442.0425 | 1112.0027 | 0 | 2.1031 | 1276.2025 | 185.1339 | 457.1065 | 1543.615 | 0 | 4.714 | 0.0066713 | 0 | 1.7534 | 0 | 0 | 1012.1905 | 0 | 0 | 0 | 10572.5458 | 175 | 16 | Summer
2018-06-24 17:00 | 0.030812 | 3434.2512 | 271.6649 | 1573.9163 | 1178.9354 | 0 | 1.8932 | 1194.1693 | 174.3911 | 447.3486 | 1567.1445 | 0 | 4.1392 | 0.0059896 | 0 | 1.5396 | 0 | 0 | 953.8783 | 0 | 0 | 0 | 10803.3085 | 175 | 17 | Summer
2018-06-24 18:00 | 0 | 3316.0877 | 314.5779 | 1595.4409 | 1168.7467 | 0 | 2.0975 | 1072.8543 | 163.6487 | 426.5214 | 1577.983 | 0 | 4.7815 | 0.0059555 | 0 | 1.7785 | 0 | 0 | 938.834 | 0 | 0 | 0 | 10583.3578 | 175 | 18 | Summer
2018-06-24 19:00 | 0.00098335 | 3009.5354 | 394.1382 | 1544.7389 | 1127.8996 | 0 | 2.4454 | 915.551 | 152.3256 | 393.2714 | 1554.2518 | 0 | 4.8176 | 0.0060979 | 0 | 1.792 | 0 | 0 | 964.5756 | 0 | 0 | 0 | 10065.3495 | 175 | 19 | Summer
2018-06-24 20:00 | 0.058509 | 2603.1512 | 513.9482 | 1490.7166 | 1074.6501 | 0 | 2.9806 | 745.1388 | 240.8734 | 348.2923 | 1519.4175 | 0 | 4.1861 | 0.0061214 | 0 | 1.557 | 0 | 0 | 1007.223 | 0 | 0 | 0 | 9552.1995 | 175 | 20 | Summer
2018-06-24 21:00 | 0.066048 | 2249.7114 | 585.932 | 1414.9523 | 1025.3562 | 0 | 1.7597 | 597.3909 | 292.6365 | 304.5825 | 1470.4934 | 0 | 3.445 | 0.0061789 | 0 | 1.2814 | 0 | 0 | 995.4155 | 0 | 0 | 0 | 8943.029 | 175 | 21 | Summer
2018-06-24 22:00 | 0.0078668 | 1924.0726 | 367.7373 | 1242.1131 | 918.2799 | 0 | 0.93475 | 527.23 | 281.5891 | 246.5533 | 1418.4501 | 0 | 2.6436 | 0.0060608 | 0 | 0.98332 | 0 | 0 | 1012.6615 | 0 | 0 | 0 | 7943.2625 | 175 | 22 | Summer
2018-06-24 23:00 | 0.00032778 | 1644.3546 | 142.804 | 912.9978 | 872.3704 | 0 | 0.84197 | 478.5548 | 269.824 | 201.3081 | 1382.3069 | 0 | 1.8639 | 0.0067132 | 0 | 0.69329 | 0 | 0 | 1111.9969 | 0 | 0 | 0 | 7019.9237 | 175 | 23 | Summer
2018-06-25 | 0.067032 | 1439.4336 | 86.058 | 658.9702 | 863.3594 | 0 | 0.94181 | 416.4491 | 256.914 | 170.4351 | 1411.705 | 0 | 0.96283 | 0.0059458 | 0 | 0.35813 | 0 | 0 | 1111.1346 | 0 | 0 | 0 | 6416.7948 | 176 | 0 | Winter
2018-06-25 01:00 | 0.3227 | 1266.0962 | 76.484 | 514.8606 | 856.7919 | 0 | 0.87957 | 369.3899 | 260.674 | 167.8841 | 1458.9024 | 0 | 0.39275 | 0.0065651 | 0 | 0.14609 | 0 | 0 | 1144.2045 | 0 | 0 | 0 | 6117.0351 | 176 | 1 | Winter
2018-06-25 02:00 | 1.6469 | 1095.4955 | 74.3718 | 461.3756 | 853.1623 | 0 | 1.1687 | 364.1673 | 257.5285 | 157.7113 | 1426.379 | 0 | 0.34 | 0.0080901 | 0 | 0.12647 | 0 | 0 | 1112.9017 | 0 | 0 | 0 | 5806.3832 | 176 | 2 | Winter
2018-06-25 03:00 | 3.0069 | 968.3439 | 74.3718 | 451.136 | 855.8267 | 0 | 1.4875 | 375.2707 | 258.4011 | 159.4996 | 1392.336 | 0 | 0.24308 | 0.0078406 | 0 | 0.090417 | 0 | 0 | 1070.2478 | 0 | 0 | 0 | 5610.2694 | 176 | 3 | Winter
2018-06-25 04:00 | 6.4229 | 842.7726 | 74.4897 | 513.1323 | 870.6963 | 0 | 2.6194 | 408.2627 | 268.2158 | 183.9903 | 1395.3162 | 0 | 0.04708 | 0.0078416 | 0 | 0.017512 | 0 | 0 | 1078.8102 | 0 | 0 | 0 | 5644.8009 | 176 | 4 | Winter
2018-06-25 05:00 | 9.2165 | 752.8409 | 84.8985 | 745.4042 | 885.1386 | 0 | 4.9552 | 518.2569 | 241.3815 | 227.5001 | 1453.3729 | 0 | 0.14318 | 0.0078605 | 0 | 0.053257 | 0 | 0 | 1071.8403 | 0 | 0 | 0 | 5995.0098 | 176 | 5 | Winter
2018-06-25 06:00 | 7.9161 | 750.2553 | 167.2839 | 1069.1678 | 906.2656 | 0 | 14.4548 | 701.8258 | 184.022 | 358.8032 | 1759.6966 | 0 | 0.30591 | 0.008045 | 0 | 0.11379 | 0 | 0 | 1077.0534 | 0 | 0 | 0 | 6997.1722 | 176 | 6 | Winter
2018-06-25 07:00 | 4.6873 | 863.3231 | 232.8524 | 1250.5573 | 949.7619 | 0 | 7.3096 | 937.9908 | 258.055 | 416.1415 | 1992.2567 | 0 | 0.53397 | 0.0069209 | 0 | 0.19862 | 0 | 0 | 1063.9735 | 0 | 0 | 0 | 7977.6484 | 176 | 7 | Winter
2018-06-25 08:00 | 1.6378 | 1061.1188 | 226.2411 | 1258.2946 | 988.0817 | 0 | 4.28 | 1194.7512 | 344.796 | 555.2864 | 2228.2404 | 0 | 1.0259 | 0.006335 | 0 | 0.38158 | 0 | 0 | 1077.8717 | 0 | 0 | 0 | 8942.0134 | 176 | 8 | Winter
2018-06-25 09:00 | 1.3829 | 1326.1288 | 214.1465 | 1294.3825 | 1009.8713 | 0 | 2.7294 | 1468.3595 | 400.6845 | 620.1734 | 2435.0128 | 0 | 1.8018 | 0.0063591 | 0 | 0.6702 | 0 | 0 | 1070.9988 | 0 | 0 | 0 | 9846.3488 | 176 | 9 | Winter
2018-06-25 10:00 | 0.66032 | 1589.9172 | 198.898 | 1305.2031 | 1010.3369 | 0 | 1.6302 | 1680.6206 | 428.1673 | 658.4069 | 2596.2982 | 0 | 2.4504 | 0.006323 | 0 | 0.91144 | 0 | 0 | 1067.6951 | 0 | 0 | 0 | 10541.2019 | 176 | 10 | Winter
2018-06-25 11:00 | 0.31254 | 1815.7579 | 182.7142 | 1300.9059 | 1012.4787 | 0 | 1.1046 | 1788.315 | 437.4452 | 671.989 | 2646.0735 | 0 | 3.1748 | 0.0063321 | 0 | 1.1809 | 0 | 0 | 1094.6836 | 0 | 0 | 0 | 10956.1422 | 176 | 11 | Winter
2018-06-25 12:00 | 0.60197 | 2046.2666 | 174.1184 | 1277.3392 | 1019.3718 | 0 | 0.97023 | 1838.1221 | 435.2305 | 660.6695 | 2624.9418 | 0 | 3.9614 | 0.0063712 | 0 | 1.4735 | 0 | 0 | 1083.5474 | 0 | 0 | 0 | 11166.6207 | 176 | 12 | Winter
2018-06-25 13:00 | 0.056543 | 2306.0127 | 167.6202 | 1155.1018 | 990.5114 | 0 | 1.1017 | 1867.0032 | 423.7805 | 646.9368 | 2548.2454 | 0 | 4.0791 | 0.0064516 | 0 | 1.5172 | 0 | 0 | 1088.3511 | 0 | 0 | 0 | 11200.3241 | 176 | 13 | Winter
2018-06-25 14:00 | 0.083913 | 2537.0791 | 170.2153 | 1094.5411 | 980.2881 | 0 | 1.1298 | 1832.5233 | 400.2922 | 627.5819 | 2417.9019 | 0 | 4.1654 | 0.0064773 | 0 | 1.5494 | 0 | 0 | 1078.841 | 0 | 0 | 0 | 11146.1989 | 176 | 14 | Winter
2018-06-25 15:00 | 0.05474 | 2730.6711 | 183.1449 | 1123.5149 | 1016.054 | 0 | 1.1785 | 1750.6276 | 369.5001 | 622.5602 | 2291.9009 | 0 | 4.3903 | 0.006458 | 0 | 1.633 | 0 | 0 | 1064.4236 | 0 | 0 | 0 | 11159.6604 | 176 | 15 | Winter
2018-06-25 16:00 | 0.025567 | 2817.2148 | 209.879 | 1320.762 | 1089.3866 | 0 | 1.2327 | 1594.4619 | 338.7655 | 531.557 | 2196.5733 | 0 | 4.8019 | 0.0065009 | 0 | 1.7861 | 0 | 0 | 1031.1165 | 0 | 0 | 0 | 11137.5692 | 176 | 16 | Winter
2018-06-25 17:00 | 0.078668 | 2792.5219 | 253.5592 | 1561.5137 | 1160.7004 | 0 | 1.6958 | 1384.4714 | 307.5341 | 516.3787 | 2121.0771 | 0 | 4.1654 | 0.00655 | 0 | 1.5494 | 0 | 0 | 959.9037 | 0 | 0 | 0 | 11065.1559 | 176 | 17 | Winter
2018-06-25 18:00 | 0.1593 | 2662.6272 | 304.7349 | 1638.1303 | 1157.813 | 0 | 2.2125 | 1189.6135 | 282.7983 | 502.0715 | 1918.4104 | 0 | 4.8352 | 0.0065605 | 0 | 1.7985 | 0 | 0 | 949.3988 | 0 | 0 | 0 | 10614.6098 | 176 | 18 | Winter
2018-06-25 19:00 | 0.17143 | 2412.2124 | 384.4563 | 1609.0824 | 1119.3172 | 0 | 2.7664 | 967.5303 | 262.2704 | 464.02 | 1827.9527 | 0 | 4.9255 | 0.0064968 | 0 | 1.8321 | 0 | 0 | 986.1653 | 0 | 0 | 0 | 10042.7088 | 176 | 19 | Winter
2018-06-25 20:00 | 0.23502 | 2073.5466 | 500.0921 | 1483.4822 | 1068.3488 | 0 | 2.7229 | 751.5514 | 344.9016 | 387.7939 | 1732.5348 | 0 | 4.3248 | 0.0065526 | 0 | 1.6086 | 0 | 0 | 1040.5042 | 0 | 0 | 0 | 9391.6534 | 176 | 20 | Winter
2018-06-25 21:00 | 0.32877 | 1790.4122 | 561.4946 | 1416.8642 | 1019.0853 | 0 | 1.1629 | 582.668 | 376.7066 | 309.359 | 1645.6322 | 0 | 3.553 | 0.0065054 | 0 | 1.3216 | 0 | 0 | 1026.6121 | 0 | 0 | 0 | 8735.2069 | 176 | 21 | Winter
2018-06-25 22:00 | 0.022945 | 1518.7959 | 335.263 | 1204.7614 | 913.8072 | 0 | 0.25315 | 494.1176 | 323.2668 | 253.5565 | 1589.6138 | 0 | 2.722 | 0.0065208 | 0 | 1.0125 | 0 | 0 | 1042.6455 | 0 | 0 | 0 | 7679.8447 | 176 | 22 | Winter
2018-06-25 23:00 | 0.077029 | 1286.1155 | 130.3807 | 892.9726 | 873.6404 | 0 | 0.65649 | 440.212 | 288.7158 | 218.2758 | 1552.7008 | 0 | 1.9342 | 0.0065668 | 0 | 0.71942 | 0 | 0 | 1154.0103 | 0 | 0 | 0 | 6840.4176 | 176 | 23 | Winter
2018-06-26 | 0.2324 | 1140.0409 | 83.2157 | 654.0777 | 864.8679 | 0 | 0.89499 | 369.3695 | 271.0542 | 184.4479 | 1488.2348 | 0 | 0.42376 | 0.0063403 | 0 | 0.15762 | 0 | 0 | 1621.3583 | 0 | 0 | 0 | 6678.382 | 177 | 0 | Winter
2018-06-26 01:00 | 0.58575 | 1019.7573 | 75.907 | 508.8004 | 859.0121 | 0 | 0.84532 | 339.1511 | 260.674 | 163.9962 | 1458.9024 | 0 | 0.27445 | 0.0062601 | 0 | 0.10209 | 0 | 0 | 1640.1579 | 0 | 0 | 0 | 6328.1722 | 177 | 1 | Winter
2018-06-26 02:00 | 2.1683 | 889.4994 | 74.3718 | 456.3016 | 854.9256 | 0 | 1.3414 | 338.3501 | 257.5285 | 155.2589 | 1426.379 | 0 | 0.12967 | 0.006192 | 0 | 0.048232 | 0 | 0 | 1677.9266 | 0 | 0 | 0 | 6134.2351 | 177 | 2 | Winter
2018-06-26 03:00 | 4.1158 | 800.6683 | 74.3718 | 449.4923 | 856.7483 | 0 | 1.7782 | 361.4385 | 258.4011 | 158.5323 | 1392.336 | 0 | 0.17091 | 0.0061691 | 0 | 0.063572 | 0 | 0 | 1698.1213 | 0 | 0 | 0 | 6056.2445 | 177 | 3 | Winter
2018-06-26 04:00 | 7.9784 | 698.291 | 74.4963 | 510.9818 | 870.2272 | 0 | 2.8655 | 397.7673 | 268.2158 | 184.7297 | 1395.3162 | 0 | 0.093821 | 0.0068995 | 0 | 0.034898 | 0 | 0 | 1746.2509 | 0 | 0 | 0 | 6157.2557 | 177 | 4 | Winter
2018-06-26 05:00 | 11.4616 | 621.1645 | 84.5107 | 722.7023 | 884.9851 | 0 | 5.2499 | 503.1334 | 241.3815 | 227.8115 | 1453.3729 | 0 | 0.38615 | 0.0061879 | 0 | 0.14363 | 0 | 0 | 1838.3291 | 0 | 0 | 0 | 6594.6385 | 177 | 5 | Winter
2018-06-26 06:00 | 10.1402 | 629.4304 | 167.9304 | 1051.7734 | 906.2272 | 0 | 14.253 | 674.9684 | 184.022 | 358.1368 | 1759.6966 | 0 | 1.0265 | 0.0061806 | 0 | 0.38182 | 0 | 0 | 1878.4763 | 0 | 0 | 0 | 7636.4692 | 177 | 6 | Winter
2018-06-26 07:00 | 5.9573 | 759.7144 | 231.2329 | 1246.8201 | 949.3816 | 0 | 7.0946 | 899.3194 | 258.055 | 413.5737 | 1992.2567 | 0 | 1.8897 | 0.0061351 | 0 | 0.70289 | 0 | 0 | 1943.2 | 0 | 0 | 0 | 8709.2043 | 177 | 7 | Winter
2018-06-26 08:00 | 2.2753 | 956.8133 | 222.9748 | 1244.8898 | 987.1248 | 0 | 4.2582 | 1110.8134 | 344.796 | 551.5729 | 2228.2404 | 0 | 2.0524 | 0.0061648 | 0 | 0.7634 | 0 | 0 | 2024.9251 | 0 | 0 | 0 | 9681.5059 | 177 | 8 | Winter
2018-06-26 09:00 | 1.8921 | 1181.5638 | 209.2861 | 1245.4294 | 1008.7952 | 0 | 2.8208 | 1326.2761 | 400.6845 | 618.4403 | 2435.0128 | 0 | 1.9049 | 0.0061343 | 0 | 0.70854 | 0 | 0 | 2104.2316 | 0 | 0 | 0 | 10537.0523 | 177 | 9 | Winter
2018-06-26 10:00 | 1.0922 | 1421.4498 | 196.8426 | 1303.8128 | 1009.5633 | 0 | 1.7886 | 1522.9709 | 428.1673 | 654.5164 | 2596.2982 | 0 | 2.1514 | 0.0060773 | 0 | 0.80023 | 0 | 0 | 2090.1283 | 0 | 0 | 0 | 11229.5879 | 177 | 10 | Winter
2018-06-26 11:00 | 0.52347 | 1653.2787 | 181.3898 | 1294.8612 | 1011.7656 | 0 | 1.1503 | 1643.8895 | 437.4452 | 670.9921 | 2646.0735 | 0 | 2.6123 | 0.0059319 | 0 | 0.97166 | 0 | 0 | 2089.6974 | 0 | 0 | 0 | 11634.6566 | 177 | 11 | Winter
2018-06-26 12:00 | 1.0861 | 1913.7808 | 174.8109 | 1232.418 | 1019.5077 | 0 | 0.96754 | 1710.0967 | 435.2305 | 657.5027 | 2624.9418 | 0 | 2.9776 | 0.0059146 | 0 | 1.1076 | 0 | 0 | 2099.5682 | 0 | 0 | 0 | 11874.0021 | 177 | 12 | Winter
2018-06-26 13:00 | 0.044415 | 2152.4788 | 168.3545 | 1161.955 | 990.6559 | 0 | 1.1907 | 1711.9957 | 423.7805 | 644.1685 | 2548.2454 | 0 | 3.0061 | 0.005893 | 0 | 1.1181 | 0 | 0 | 2093.7659 | 0 | 0 | 0 | 11900.7654 | 177 | 13 | Winter
2018-06-26 14:00 | 0.039662 | 2351.79 | 170.0032 | 1117.2479 | 980.5643 | 0 | 1.3108 | 1673.2282 | 400.2922 | 625.5494 | 2417.9019 | 0 | 3.3813 | 0.0059094 | 0 | 1.2577 | 0 | 0 | 2067.4796 | 0 | 0 | 0 | 11810.0521 | 177 | 14 | Winter
2018-06-26 15:00 | 0.073424 | 2615.2317 | 184.6483 | 1167.3658 | 1017.2324 | 0 | 1.437 | 1639.7863 | 369.5001 | 619.2605 | 2291.9009 | 0 | 4.5091 | 0.0059457 | 0 | 1.6772 | 0 | 0 | 1989.9366 | 0 | 0 | 0 | 11902.5653 | 177 | 15 | Winter
2018-06-26 16:00 | 0.10129 | 2859.884 | 211.9795 | 1341.5841 | 1090.2974 | 0 | 1.4572 | 1554.4176 | 338.7655 | 531.9289 | 2196.5733 | 0 | 5.7793 | 0.0059673 | 0 | 2.1496 | 0 | 0 | 1874.2646 | 0 | 0 | 0 | 12009.1883 | 177 | 16 | Winter
2018-06-26 17:00 | 0.15471 | 3021.312 | 250.6666 | 1551.0646 | 1159.5479 | 0 | 1.6677 | 1425.3261 | 307.5341 | 518.9336 | 2121.0771 | 0 | 6.5469 | 0.0052658 | 0 | 2.4352 | 0 | 0 | 1702.6477 | 0 | 0 | 0 | 12068.9195 | 177 | 17 | Winter
2018-06-26 18:00 | 0.21257 | 2961.3284 | 301.1611 | 1615.0882 | 1154.7064 | 0 | 2.065 | 1242.4707 | 282.7983 | 499.8679 | 1918.4104 | 0 | 4.8927 | 0.0052192 | 0 | 1.8199 | 0 | 0 | 1645.6722 | 0 | 0 | 0 | 11630.4987 | 177 | 18 | Winter
2018-06-26 19:00 | 0.20978 | 2670.1901 | 379.6993 | 1514.9193 | 1116.8 | 0 | 2.6566 | 990.3244 | 262.2704 | 467.0688 | 1827.9527 | 0 | 2.6904 | 0.0059096 | 0 | 1.0007 | 0 | 0 | 1674.7988 | 0 | 0 | 0 | 10910.5872 | 177 | 19 | Winter
2018-06-26 20:00 | 0.30582 | 2311.6882 | 492.2722 | 1471.4566 | 1066.2737 | 0 | 2.7444 | 749.8371 | 344.9016 | 388.0336 | 1732.5348 | 0 | 2.1436 | 0.0059681 | 0 | 0.79734 | 0 | 0 | 1720.8845 | 0 | 0 | 0 | 10283.8794 | 177 | 20 | Winter
2018-06-26 21:00 | 0.45644 | 1999.3336 | 555.0357 | 1389.0358 | 1018.6656 | 0 | 0.99352 | 565.7198 | 376.7066 | 310.6521 | 1645.6322 | 0 | 1.6017 | 0.0060215 | 0 | 0.59575 | 0 | 0 | 1676.9797 | 0 | 0 | 0 | 9541.4145 | 177 | 21 | Winter
2018-06-26 22:00 | 0.15684 | 1703.8026 | 334.1761 | 1192.3788 | 914.0391 | 0 | 0.22439 | 483.04 | 323.2668 | 255.0015 | 1589.6138 | 0 | 1.0333 | 0.0052566 | 0 | 0.38436 | 0 | 0 | 1606.7002 | 0 | 0 | 0 | 8403.8231 | 177 | 22 | Winter
2018-06-26 23:00 | 0.17258 | 1438.5598 | 129.7508 | 904.3619 | 873.6273 | 0 | 0.58229 | 430.1925 | 288.7158 | 219.2439 | 1552.7008 | 0 | 0.73522 | 0.0059217 | 0 | 0.27347 | 0 | 0 | 1568.0656 | 0 | 0 | 0 | 7406.9878 | 177 | 23 | Winter
2018-06-27 | 0.44726 | 1220.3 | 82.9372 | 682.9794 | 865.0577 | 0 | 1.0153 | 352.4265 | 271.0542 | 184.4764 | 1488.2348 | 0 | 0.42102 | 0.0058088 | 0 | 0.1566 | 0 | 0 | 1610.1301 | 0 | 0 | 0 | 6759.6422 | 178 | 0 | Summer
2018-06-27 01:00 | 1.2741 | 1056.6801 | 75.875 | 524.5905 | 859.0834 | 0 | 1.0906 | 316.0185 | 260.9403 | 162.9682 | 1458.3492 | 0 | 0.2746 | 0.006375 | 0 | 0.10214 | 0 | 0 | 1643.6352 | 0 | 0 | 0 | 6360.8881 | 178 | 1 | Summer
2018-06-27 02:00 | 3.3944 | 913.6111 | 74.3718 | 464.5251 | 854.8969 | 0 | 1.6186 | 314.8571 | 257.6641 | 154.9308 | 1428.0943 | 0 | 0.1286 | 0.0063563 | 0 | 0.047833 | 0 | 0 | 1662.5941 | 0 | 0 | 0 | 6130.7408 | 178 | 2 | Summer
2018-06-27 03:00 | 6.1591 | 812.4602 | 74.3718 | 445.0431 | 856.869 | 0 | 2.0922 | 331.1199 | 258.3432 | 157.0981 | 1396.0442 | 0 | 0.16771 | 0.0063505 | 0 | 0.062381 | 0 | 0 | 1662.6202 | 0 | 0 | 0 | 6002.4573 | 178 | 3 | Summer
2018-06-27 04:00 | 10.3837 | 702.2177 | 74.498 | 523.4509 | 870.2732 | 0 | 3.0146 | 364.4729 | 267.9967 | 183.7113 | 1398.9961 | 0 | 0.091069 | 0.0062942 | 0 | 0.033874 | 0 | 0 | 1687.8618 | 0 | 0 | 0 | 6087.0082 | 178 | 4 | Summer
2018-06-27 05:00 | 12.4487 | 619.6012 | 85.2117 | 732.5548 | 884.4639 | 0 | 4.4448 | 454.7901 | 241.3517 | 227.4854 | 1458.3413 | 0 | 0.36877 | 0.0063445 | 0 | 0.13717 | 0 | 0 | 1756.1655 | 0 | 0 | 0 | 6477.3714 | 178 | 5 | Summer
2018-06-27 06:00 | 10.5199 | 617.1227 | 168.5367 | 1076.6602 | 906.2604 | 0 | 12.3569 | 604.3412 | 182.3643 | 356.2157 | 1765.0205 | 0 | 0.97113 | 0.0055436 | 0 | 0.36122 | 0 | 0 | 1777.3621 | 0 | 0 | 0 | 7478.0985 | 178 | 6 | Summer
2018-06-27 07:00 | 8.1977 | 716.7106 | 227.6912 | 1202.8584 | 948.8455 | 0 | 6.0526 | 783.5528 | 254.76 | 412.9899 | 1996.305 | 0 | 1.7849 | 0.005543 | 0 | 0.6639 | 0 | 0 | 1835.5323 | 0 | 0 | 0 | 8395.9503 | 178 | 7 | Summer
2018-06-27 08:00 | 3.3904 | 886.8502 | 221.7368 | 1236.6296 | 986.9527 | 0 | 3.6032 | 1057.6901 | 341.2662 | 550.7886 | 2230.7672 | 0 | 1.931 | 0.0053324 | 0 | 0.71824 | 0 | 0 | 1905.3099 | 0 | 0 | 0 | 9427.6395 | 178 | 8 | Summer
2018-06-27 09:00 | 2.2456 | 1131.7552 | 206.7571 | 1254.3328 | 1008.0091 | 0 | 2.3663 | 1324.2259 | 399.4352 | 617.7944 | 2435.6326 | 0 | 1.7875 | 0.0052782 | 0 | 0.66487 | 0 | 0 | 1974.6876 | 0 | 0 | 0 | 10359.6995 | 178 | 9 | Summer
2018-06-27 10:00 | 1.083 | 1407.7321 | 196.1094 | 1285.6044 | 1009.7849 | 0 | 1.6051 | 1555.6777 | 427.9004 | 655.9635 | 2595.568 | 0 | 2.0436 | 0.0052343 | 0 | 0.76014 | 0 | 0 | 1985.9526 | 0 | 0 | 0 | 11125.7901 | 178 | 10 | Summer
2018-06-27 11:00 | 0.44742 | 1709.5302 | 181.3466 | 1296.2974 | 1011.9948 | 0 | 0.90507 | 1739.3609 | 437.4018 | 669.301 | 2643.1699 | 0 | 2.5303 | 0.0053235 | 0 | 0.94117 | 0 | 0 | 2024.6645 | 0 | 0 | 0 | 11717.8964 | 178 | 11 | Summer
2018-06-27 12:00 | 0.75505 | 2050.535 | 174.4286 | 1229.4398 | 1019.3086 | 0 | 0.73963 | 1856.0689 | 435.2214 | 660.1826 | 2621.3719 | 0 | 2.9444 | 0.0053855 | 0 | 1.0952 | 0 | 0 | 2076.0047 | 0 | 0 | 0 | 12128.1011 | 178 | 12 | Summer
2018-06-27 13:00 | 0.028026 | 2363.8682 | 168.9948 | 1130.589 | 990.7043 | 0 | 0.86175 | 1899.8502 | 423.7751 | 643.5755 | 2544.7995 | 0 | 3.0159 | 0.0054358 | 0 | 1.1218 | 0 | 0 | 2100.854 | 0 | 0 | 0 | 12272.0435 | 178 | 13 | Summer
2018-06-27 14:00 | 0.030484 | 2581.6963 | 171.7269 | 1094.3113 | 980.706 | 0 | 0.93819 | 1862.5078 | 400.2933 | 627.2655 | 2413.6314 | 0 | 3.4447 | 0.0060354 | 0 | 1.2813 | 0 | 0 | 2106.3152 | 0 | 0 | 0 | 12244.1544 | 178 | 14 | Summer
2018-06-27 15:00 | 0.050479 | 2826.1743 | 185.5018 | 1150.749 | 1017.6383 | 0 | 1.1371 | 1786.4713 | 369.5003 | 621.4342 | 2285.2708 | 0 | 4.6966 | 0.0061692 | 0 | 1.7469 | 0 | 0 | 2072.4942 | 0 | 0 | 0 | 12322.8715 | 178 | 15 | Summer
2018-06-27 16:00 | 0 | 3042.417 | 210.4761 | 1325.6033 | 1089.3375 | 0 | 1.2063 | 1674.6114 | 338.7662 | 531.9979 | 2191.4106 | 0 | 6.1763 | 0.0055911 | 0 | 2.2973 | 0 | 0 | 2003.1603 | 0 | 0 | 0 | 12417.4658 | 178 | 16 | Summer
2018-06-27 17:00 | 0.0091779 | 3061.4216 | 251.2319 | 1497.0053 | 1159.2807 | 0 | 1.6587 | 1484.1238 | 307.5195 | 520.3515 | 2115.9246 | 0 | 7.1256 | 0.0056206 | 0 | 2.6504 | 0 | 0 | 1853.1618 | 0 | 0 | 0 | 12261.4701 | 178 | 17 | Summer
2018-06-27 18:00 | 0 | 2909.7203 | 302.126 | 1601.8961 | 1155.7216 | 0 | 2.1714 | 1276.3478 | 282.785 | 501.2741 | 1915.5289 | 0 | 5.2505 | 0.0056273 | 0 | 1.953 | 0 | 0 | 1765.9573 | 0 | 0 | 0 | 11720.7378 | 178 | 18 | Summer
2018-06-27 19:00 | 0.057034 | 2637.0639 | 380.2622 | 1520.3166 | 1117.6732 | 0 | 2.6734 | 1062.9884 | 262.2951 | 465.559 | 1827.6098 | 0 | 2.8419 | 0.0056455 | 0 | 1.0571 | 0 | 0 | 1769.1914 | 0 | 0 | 0 | 11049.5946 | 178 | 19 | Summer
2018-06-27 20:00 | 0.0037695 | 2296.1787 | 497.9306 | 1474.9833 | 1068.3364 | 0 | 3.2578 | 862.6294 | 345.5703 | 388.8335 | 1733.5553 | 0 | 2.257 | 0.0055893 | 0 | 0.83952 | 0 | 0 | 1811.8915 | 0 | 0 | 0 | 10486.2727 | 178 | 20 | Summer
2018-06-27 21:00 | 0.05687 | 2003.6393 | 564.0167 | 1419.851 | 1019.4351 | 0 | 0.93852 | 586.8407 | 379.5439 | 311.8794 | 1647.8363 | 0 | 1.6842 | 0.005563 | 0 | 0.62644 | 0 | 0 | 1763.0916 | 0 | 0 | 0 | 9699.4455 | 178 | 21 | Summer
2018-06-27 22:00 | 0.073424 | 1732.1737 | 335.1799 | 1202.666 | 914.0267 | 0 | 0.19031 | 510.1344 | 326.9914 | 254.6608 | 1591.1189 | 0 | 1.0937 | 0.0055806 | 0 | 0.40682 | 0 | 0 | 1700.4045 | 0 | 0 | 0 | 8569.126 | 178 | 22 | Summer
2018-06-27 23:00 | 0 | 1499.4998 | 130.6335 | 914.6012 | 873.6681 | 0 | 0.23792 | 457.2168 | 290.7229 | 219.5695 | 1553.4075 | 0 | 0.77524 | 0.0055927 | 0 | 0.28836 | 0 | 0 | 1653.8407 | 0 | 0 | 0 | 7594.4672 | 178 | 23 | Summer
2018-06-28 | 0.022945 | 1321.5474 | 83.054 | 662.4986 | 864.9515 | 0 | 0.1877 | 374.6432 | 271.9062 | 184.9452 | 1487.2011 | 0 | 0.40073 | 0.0056156 | 0 | 0.14905 | 0 | 0 | 1531.9149 | 0 | 0 | 0 | 6783.4281 | 179 | 0 | Winter
2018-06-28 01:00 | 0.1162 | 1177.4385 | 75.9507 | 531.6695 | 858.7449 | 0 | 0.31734 | 336.4829 | 260.8345 | 164.8347 | 1453.888 | 0 | 0.25688 | 0.0054695 | 0 | 0.09555 | 0 | 0 | 1538.5383 | 0 | 0 | 0 | 6399.1733 | 179 | 1 | Winter
2018-06-28 02:00 | 1.0922 | 1037.707 | 74.3718 | 455.4764 | 854.5858 | 0 | 0.57169 | 332.8602 | 257.5979 | 155.5255 | 1422.6558 | 0 | 0.12176 | 0.0054729 | 0 | 0.045289 | 0 | 0 | 1575.6552 | 0 | 0 | 0 | 6168.2719 | 179 | 2 | Winter
2018-06-28 03:00 | 1.8125 | 928.2509 | 74.3718 | 457.0392 | 856.6294 | 0 | 0.84417 | 348.1156 | 258.3991 | 156.8577 | 1389.2025 | 0 | 0.16061 | 0.0061687 | 0 | 0.059739 | 0 | 0 | 1595.1119 | 0 | 0 | 0 | 6066.8612 | 179 | 3 | Winter
2018-06-28 04:00 | 3.7769 | 822.5298 | 74.5004 | 513.6391 | 870.333 | 0 | 1.2326 | 381.3928 | 268.1541 | 184.6085 | 1391.2812 | 0 | 0.088017 | 0.0062077 | 0 | 0.032739 | 0 | 0 | 1641.1892 | 0 | 0 | 0 | 6152.7647 | 179 | 4 | Winter
2018-06-28 05:00 | 4.2659 | 737.2401 | 85.6724 | 746.5155 | 884.7477 | 0 | 1.6935 | 478.3396 | 241.802 | 227.8285 | 1450.3287 | 0 | 0.35769 | 0.0062114 | 0 | 0.13304 | 0 | 0 | 1703.9925 | 0 | 0 | 0 | 6562.9234 | 179 | 5 | Winter
2018-06-28 06:00 | 4.0055 | 727.7406 | 169.8516 | 1083.0954 | 906.2511 | 0 | 7.4453 | 629.7087 | 183.8264 | 357.9516 | 1757.9193 | 0 | 0.94623 | 0.0055537 | 0 | 0.35196 | 0 | 0 | 1731.3218 | 0 | 0 | 0 | 7560.421 | 179 | 6 | Winter
2018-06-28 07:00 | 3.4757 | 845.0255 | 230.3565 | 1242.5967 | 949.5901 | 0 | 3.532 | 808.0931 | 257.8262 | 412.2409 | 1989.6426 | 0 | 1.7274 | 0.0053831 | 0 | 0.64251 | 0 | 0 | 1776.3589 | 0 | 0 | 0 | 8521.1133 | 179 | 7 | Winter
2018-06-28 08:00 | 1.4575 | 1043.269 | 223.0427 | 1216.2353 | 987.7277 | 0 | 2.6639 | 1103.4046 | 344.4966 | 551.7814 | 2222.7887 | 0 | 1.8754 | 0.005428 | 0 | 0.69758 | 0 | 0 | 1850.4144 | 0 | 0 | 0 | 9549.8603 | 179 | 8 | Winter
2018-06-28 09:00 | 1.341 | 1302.72 | 208.5529 | 1261.028 | 1009.0393 | 0 | 1.8083 | 1385.2396 | 400.4657 | 616.7935 | 2423.8426 | 0 | 1.7515 | 0.0053503 | 0 | 0.65149 | 0 | 0 | 1935.2544 | 0 | 0 | 0 | 10548.4935 | 179 | 9 | Winter
2018-06-28 10:00 | 0.74817 | 1587.5921 | 195.8381 | 1279.2095 | 1009.7081 | 0 | 1.2408 | 1631.6807 | 428.0538 | 656.4015 | 2576.1418 | 0 | 2 | 0.0054779 | 0 | 0.74391 | 0 | 0 | 1943.31 | 0 | 0 | 0 | 11312.6739 | 179 | 10 | Winter
2018-06-28 11:00 | 0.36794 | 1871.1735 | 181.4605 | 1273.5568 | 1011.8216 | 0 | 0.84031 | 1799.5881 | 437.4138 | 670.0171 | 2615.0745 | 0 | 2.4784 | 0.0054979 | 0 | 0.92185 | 0 | 0 | 1983.1296 | 0 | 0 | 0 | 11847.8495 | 179 | 11 | Winter
2018-06-28 12:00 | 0.64082 | 2089.2575 | 175.1803 | 1241.6998 | 1019.4901 | 0 | 0.7577 | 1831.8109 | 435.2254 | 658.4025 | 2587.6468 | 0 | 2.8861 | 0.0056158 | 0 | 1.0735 | 0 | 0 | 2034.8557 | 0 | 0 | 0 | 12078.9326 | 179 | 12 | Winter
2018-06-28 13:00 | 0.10161 | 2264.0132 | 168.1961 | 1145.4084 | 990.7866 | 0 | 1.0295 | 1825.5312 | 423.7787 | 642.6404 | 2510.159 | 0 | 2.971 | 0.0056962 | 0 | 1.1051 | 0 | 0 | 2069.6324 | 0 | 0 | 0 | 12045.3588 | 179 | 13 | Winter
2018-06-28 14:00 | 0.089977 | 2466.6396 | 168.6414 | 1126.8263 | 979.9445 | 0 | 0.99536 | 1810.5109 | 400.2939 | 626.2099 | 2384.172 | 0 | 3.406 | 0.0058179 | 0 | 1.2669 | 0 | 0 | 2082.7936 | 0 | 0 | 0 | 12051.7961 | 179 | 14 | Winter
2018-06-28 15:00 | 0.19765 | 2695.9116 | 183.0096 | 1176.3692 | 1016.379 | 0 | 1.1966 | 1760.1368 | 369.5005 | 619.8245 | 2266.9063 | 0 | 4.5976 | 0.005944 | 0 | 1.7101 | 0 | 0 | 2029.0036 | 0 | 0 | 0 | 12124.7489 | 179 | 15 | Winter
2018-06-28 16:00 | 0.049987 | 2906.3755 | 209.2156 | 1333.8632 | 1089.2839 | 0 | 1.1685 | 1664.8395 | 338.7656 | 531.4822 | 2184.0336 | 0 | 5.9634 | 0.0061229 | 0 | 2.2181 | 0 | 0 | 1934.1119 | 0 | 0 | 0 | 12201.3771 | 179 | 16 | Winter
2018-06-28 17:00 | 0.096205 | 2998.704 | 251.494 | 1516.8797 | 1159.8386 | 0 | 1.5257 | 1495.5207 | 307.5204 | 516.9926 | 2118.4565 | 0 | 6.8408 | 0.0054466 | 0 | 2.5445 | 0 | 0 | 1778.9393 | 0 | 0 | 0 | 12155.3586 | 179 | 17 | Winter
2018-06-28 18:00 | 0.16504 | 2927.8386 | 300.7311 | 1598.4946 | 1155.2387 | 0 | 1.8601 | 1306.6808 | 282.7839 | 501.8679 | 1925.4346 | 0 | 5.2258 | 0.0055106 | 0 | 1.9438 | 0 | 0 | 1757.6508 | 0 | 0 | 0 | 11765.9214 | 179 | 18 | Winter
2018-06-28 19:00 | 0.15176 | 2716.7504 | 378.6378 | 1529.814 | 1116.1899 | 0 | 2.2492 | 1119.2826 | 262.2751 | 466.9566 | 1842.2009 | 0 | 2.8736 | 0.0062429 | 0 | 1.0688 | 0 | 0 | 1788.7761 | 0 | 0 | 0 | 11227.2329 | 179 | 19 | Winter
2018-06-28 20:00 | 0.1339 | 2371.0552 | 494.5992 | 1476.7322 | 1066.5758 | 0 | 2.8543 | 909.4801 | 344.9279 | 388.8945 | 1749.5825 | 0 | 2.2976 | 0.0062348 | 0 | 0.8546 | 0 | 0 | 1844.3995 | 0 | 0 | 0 | 10652.3936 | 179 | 20 | Winter
2018-06-28 21:00 | 0.21142 | 2075.9769 | 563.6887 | 1384.8495 | 1019.5613 | 0 | 1.2875 | 614.3779 | 376.7887 | 311.0841 | 1661.3123 | 0 | 1.714 | 0.0062476 | 0 | 0.63752 | 0 | 0 | 1794.146 | 0 | 0 | 0 | 9805.6419 | 179 | 21 | Winter
2018-06-28 22:00 | 0.17143 | 1815.0459 | 334.9755 | 1238.7346 | 913.6872 | 0 | 0.45799 | 535.9966 | 323.4504 | 255.1936 | 1598.3722 | 0 | 1.1105 | 0.0062688 | 0 | 0.41304 | 0 | 0 | 1725.702 | 0 | 0 | 0 | 8743.3173 | 179 | 22 | Winter
2018-06-28 23:00 | 0.18831 | 1575.6533 | 130.5073 | 886.4715 | 873.702 | 0 | 0.48766 | 476.639 | 289.0378 | 223.2631 | 1552.152 | 0 | 0.79873 | 0.006324 | 0 | 0.2971 | 0 | 0 | 1705.3162 | 0 | 0 | 0 | 7714.5203 | 179 | 23 | Winter
2018-06-29 | 0.3386 | 1391.3106 | 83.2169 | 645.9296 | 864.8233 | 0 | 0.52398 | 392.2936 | 271.5083 | 186.8491 | 1481.7736 | 0 | 0.42409 | 0.0062622 | 0 | 0.15774 | 0 | 0 | 1622.4786 | 0 | 0 | 0 | 6941.6342 | 180 | 0 | Winter
2018-06-29 01:00 | 0.29599 | 1242.4416 | 75.922 | 526.4089 | 858.7878 | 0 | 0.4904 | 351.2521 | 260.674 | 164.5992 | 1458.9024 | 0 | 0.27411 | 0.006154 | 0 | 0.10196 | 0 | 0 | 1639.8963 | 0 | 0 | 0 | 6580.0529 | 180 | 1 | Winter
2018-06-29 02:00 | 1.0768 | 1091.9764 | 74.3718 | 465.0555 | 854.5768 | 0 | 0.68916 | 346.5511 | 257.5285 | 154.4511 | 1426.379 | 0 | 0.12955 | 0.0061451 | 0 | 0.048186 | 0 | 0 | 1679.659 | 0 | 0 | 0 | 6352.4989 | 180 | 2 | Winter
2018-06-29 03:00 | 1.7169 | 977.3857 | 74.3718 | 453.079 | 856.6367 | 0 | 0.9932 | 361.6692 | 258.4011 | 158.1126 | 1392.336 | 0 | 0.17113 | 0.006219 | 0 | 0.063655 | 0 | 0 | 1700.9625 | 0 | 0 | 0 | 6235.9058 | 180 | 3 | Winter
2018-06-29 04:00 | 3.6223 | 854.8665 | 74.4952 | 530.7841 | 870.3696 | 0 | 1.595 | 399.6452 | 268.2158 | 185.0192 | 1395.3162 | 0 | 0.09313 | 0.0061819 | 0 | 0.034641 | 0 | 0 | 1738.7029 | 0 | 0 | 0 | 6322.7659 | 180 | 4 | Winter
2018-06-29 05:00 | 5.2563 | 760.3638 | 85.0101 | 715.2233 | 884.851 | 0 | 2.7459 | 498.8357 | 249.5153 | 226.7214 | 1453.3729 | 0 | 0.37608 | 0.0067245 | 0 | 0.13989 | 0 | 0 | 1790.8468 | 0 | 0 | 0 | 6673.2652 | 180 | 5 | Winter
2018-06-29 06:00 | 5.5248 | 770.9068 | 168.7684 | 1102.3909 | 906.2912 | 0 | 9.4411 | 662.9659 | 184.022 | 357.2362 | 1759.6966 | 0 | 0.99443 | 0.0060417 | 0 | 0.36989 | 0 | 0 | 1820.5012 | 0 | 0 | 0 | 7749.1154 | 180 | 6 | Winter
2018-06-29 07:00 | 4.8692 | 909.6578 | 230.5849 | 1235.0128 | 949.9153 | 0 | 5.4271 | 862.5083 | 258.055 | 413.794 | 1992.2567 | 0 | 1.8478 | 0.0060238 | 0 | 0.68732 | 0 | 0 | 1899.6504 | 0 | 0 | 0 | 8764.2727 | 180 | 7 | Winter
2018-06-29 08:00 | 2.2673 | 1118.5184 | 223.2136 | 1263.1893 | 987.6897 | 0 | 3.5297 | 1179.1428 | 344.796 | 551.5265 | 2228.2404 | 0 | 1.9961 | 0.0053468 | 0 | 0.74249 | 0 | 0 | 1969.4487 | 0 | 0 | 0 | 9874.3063 | 180 | 8 | Winter
2018-06-29 09:00 | 1.4509 | 1391.6578 | 210.3142 | 1294.3573 | 1009.4904 | 0 | 2.0874 | 1471.4025 | 400.6845 | 617.2837 | 2435.0128 | 0 | 1.8667 | 0.0061498 | 0 | 0.69433 | 0 | 0 | 2062.3603 | 0 | 0 | 0 | 10898.6689 | 180 | 9 | Winter
2018-06-29 10:00 | 0.77685 | 1704.2992 | 198.3677 | 1311.0606 | 1010.5886 | 0 | 1.363 | 1720.8199 | 428.1673 | 653.5654 | 2596.2982 | 0 | 2.1147 | 0.0054547 | 0 | 0.78656 | 0 | 0 | 2054.9318 | 0 | 0 | 0 | 11683.1452 | 180 | 10 | Winter
2018-06-29 11:00 | 0.37335 | 2053.3031 | 181.5675 | 1309.9316 | 1012.1182 | 0 | 0.95443 | 1919.1003 | 437.4452 | 671.8091 | 2646.0735 | 0 | 2.627 | 0.0062659 | 0 | 0.97712 | 0 | 0 | 2101.9781 | 0 | 0 | 0 | 12338.2647 | 180 | 11 | Winter
2018-06-29 12:00 | 0.6382 | 2376.7167 | 173.2699 | 1239.6387 | 1018.9266 | 0 | 0.76352 | 2014.0242 | 435.2305 | 656.9578 | 2624.9418 | 0 | 3.0112 | 0.0062332 | 0 | 1.1201 | 0 | 0 | 2122.6395 | 0 | 0 | 0 | 12667.8851 | 180 | 12 | Winter
2018-06-29 13:00 | 0.0013111 | 2705.1095 | 168.7182 | 1148.8623 | 991.2899 | 0 | 0.86736 | 2057.7164 | 423.7805 | 646.6347 | 2548.2454 | 0 | 3.0522 | 0.0062773 | 0 | 1.1353 | 0 | 0 | 2126.1599 | 0 | 0 | 0 | 12821.5793 | 180 | 13 | Winter
2018-06-29 14:00 | 0.049823 | 3036.7447 | 169.7163 | 1137.2865 | 980.3596 | 0 | 0.9288 | 2017.6114 | 400.2922 | 627.2261 | 2417.9019 | 0 | 3.4415 | 0.0063327 | 0 | 1.2801 | 0 | 0 | 2104.2953 | 0 | 0 | 0 | 12897.1407 | 180 | 14 | Winter
2018-06-29 15:00 | 0.094893 | 3294.4254 | 182.9039 | 1161.1692 | 1015.6845 | 0 | 1.1121 | 1919.426 | 369.5001 | 619.9844 | 2291.9009 | 0 | 4.5705 | 0.0063683 | 0 | 1.7001 | 0 | 0 | 2016.8398 | 0 | 0 | 0 | 12879.3182 | 180 | 15 | Winter
2018-06-29 16:00 | 0 | 3426.6976 | 209.1199 | 1323.5373 | 1088.913 | 0 | 1.1563 | 1771.8293 | 338.7655 | 534.2058 | 2196.5733 | 0 | 5.8753 | 0.0056937 | 0 | 2.1854 | 0 | 0 | 1905.4437 | 0 | 0 | 0 | 12804.3081 | 180 | 16 | Winter
2018-06-29 17:00 | 0.03032 | 3420.6575 | 249.8621 | 1511.9954 | 1158.9962 | 0 | 1.4549 | 1582.3973 | 307.5341 | 521.3531 | 2121.0771 | 0 | 6.6796 | 0.0057685 | 0 | 2.4846 | 0 | 0 | 1737.0334 | 0 | 0 | 0 | 12621.5614 | 180 | 17 | Winter
2018-06-29 18:00 | 0.017864 | 3257.1239 | 300.4018 | 1554.5962 | 1154.5017 | 0 | 1.9316 | 1360.3906 | 282.7983 | 502.4879 | 1918.4104 | 0 | 5.1011 | 0.0058028 | 0 | 1.8974 | 0 | 0 | 1715.5494 | 0 | 0 | 0 | 12055.214 | 180 | 18 | Winter
2018-06-29 19:00 | 0.0088502 | 2965.3955 | 380.2132 | 1484.9511 | 1116.3738 | 0 | 2.3392 | 1140.4353 | 262.2704 | 467.8692 | 1827.9527 | 0 | 2.7885 | 0.0058095 | 0 | 1.0372 | 0 | 0 | 1735.7101 | 0 | 0 | 0 | 11387.3508 | 180 | 19 | Winter
2018-06-29 20:00 | 0.023273 | 2576.8945 | 496.3539 | 1439.6352 | 1066.6145 | 0 | 2.954 | 932.1141 | 344.9016 | 391.8752 | 1732.5348 | 0 | 2.2238 | 0.0057792 | 0 | 0.82717 | 0 | 0 | 1785.4769 | 0 | 0 | 0 | 10772.4349 | 180 | 20 | Winter
2018-06-29 21:00 | 0.09768 | 2217.6004 | 564.0139 | 1395.7578 | 1019.3535 | 0 | 1.0857 | 618.7055 | 376.7066 | 314.0671 | 1645.6322 | 0 | 1.6758 | 0.0056986 | 0 | 0.62334 | 0 | 0 | 1754.4846 | 0 | 0 | 0 | 9909.8098 | 180 | 21 | Winter
2018-06-29 22:00 | 0.053757 | 1930.7223 | 335.906 | 1172.309 | 913.8538 | 0 | 0.13928 | 534.6554 | 323.2668 | 258.2931 | 1589.6138 | 0 | 1.096 | 0.0057066 | 0 | 0.40765 | 0 | 0 | 1704.0812 | 0 | 0 | 0 | 8764.4039 | 180 | 22 | Winter
2018-06-29 23:00 | 0 | 1691.525 | 131.0855 | 917.9654 | 873.639 | 0 | 0.19331 | 478.9324 | 288.7158 | 222.3591 | 1552.7008 | 0 | 0.78309 | 0.0057703 | 0 | 0.29128 | 0 | 0 | 1671.9648 | 0 | 0 | 0 | 7830.1612 | 180 | 23 | Winter
2018-06-30 | 0.019339 | 1491.0107 | 83.1225 | 646.7712 | 864.7445 | 0 | 0.17291 | 393.801 | 271.0542 | 187.2435 | 1488.2348 | 0 | 0.43916 | 0.0066969 | 0 | 0.16335 | 0 | 0 | 1679.5446 | 0 | 0 | 0 | 7106.3284 | 181 | 0 | Winter
2018-06-30 01:00 | 0.03917 | 1315.2226 | 75.9714 | 503.5071 | 858.6526 | 0 | 0.25532 | 391.8005 | 257.5727 | 156.3389 | 1554.5041 | 0 | 0.28266 | 0.0065947 | 0 | 0.10514 | 0 | 0 | 1688.5339 | 0 | 0 | 0 | 6802.7927 | 181 | 1 | Winter
2018-06-30 02:00 | 0.77275 | 1154.4421 | 74.1733 | 448.3712 | 854.6235 | 0 | 0.47565 | 376.8338 | 252.563 | 158.8089 | 1528.6256 | 0 | 0.13403 | 0.0065458 | 0 | 0.049852 | 0 | 0 | 1732.1014 | 0 | 0 | 0 | 6581.9814 | 181 | 2 | Winter
2018-06-30 03:00 | 1.3133 | 1027.9687 | 74.1733 | 439.8231 | 856.5136 | 0 | 0.76974 | 381.7081 | 249.2908 | 170.9664 | 1495.7777 | 0 | 0.17547 | 0.0064644 | 0 | 0.065269 | 0 | 0 | 1740.949 | 0 | 0 | 0 | 6439.5009 | 181 | 3 | Winter
2018-06-30 04:00 | 3.1235 | 885.5741 | 74.4486 | 453.3606 | 872.6815 | 0 | 1.2228 | 389.2274 | 251.6406 | 183.6473 | 1449.2601 | 0 | 0.094763 | 0.0062903 | 0 | 0.035248 | 0 | 0 | 1769.2804 | 0 | 0 | 0 | 6333.6033 | 181 | 4 | Winter
2018-06-30 05:00 | 4.4369 | 776.7535 | 80.5138 | 509.2617 | 892.0334 | 0 | 2.0587 | 427.4389 | 210.5534 | 207.73 | 1396.6768 | 0 | 0.38434 | 0.0068977 | 0 | 0.14296 | 0 | 0 | 1831.7586 | 0 | 0 | 0 | 6339.75 | 181 | 5 | Winter
2018-06-30 06:00 | 4.0699 | 769.0924 | 118.6842 | 698.1856 | 906.0723 | 0 | 9.6329 | 519.3159 | 110.0713 | 257.3679 | 1505.3021 | 0 | 1.0082 | 0.0061394 | 0 | 0.37502 | 0 | 0 | 1845.2333 | 0 | 0 | 0 | 6744.4173 | 181 | 6 | Winter
2018-06-30 07:00 | 3.1785 | 912.2275 | 184.7107 | 980.1554 | 935.4965 | 0 | 6.7359 | 653.5683 | 145.2604 | 292.5908 | 1485.9612 | 0 | 1.8692 | 0.0060897 | 0 | 0.69525 | 0 | 0 | 1922.0092 | 0 | 0 | 0 | 7524.4649 | 181 | 7 | Winter
2018-06-30 08:00 | 1.4776 | 1171.145 | 236.1668 | 1259.443 | 990.8118 | 0 | 5.0424 | 820.2432 | 190.2328 | 409.3275 | 1458.7875 | 0 | 2.0179 | 0.0054199 | 0 | 0.75059 | 0 | 0 | 1991.3063 | 0 | 0 | 0 | 8536.7579 | 181 | 8 | Winter
2018-06-30 09:00 | 1.2929 | 1463.0015 | 253.4951 | 1409.1331 | 1021.804 | 0 | 4.1956 | 1037.582 | 216.1134 | 463.8875 | 1470.1517 | 0 | 1.8931 | 0.0055546 | 0 | 0.70416 | 0 | 0 | 2091.0909 | 0 | 0 | 0 | 9434.3506 | 181 | 9 | Winter
2018-06-30 10:00 | 0.64868 | 1751.7219 | 246.9984 | 1467.5086 | 1025.0499 | 0 | 4.2004 | 1241.2595 | 229.4304 | 495.7869 | 1531.9523 | 0 | 2.1352 | 0.0056379 | 0 | 0.7942 | 0 | 0 | 2074.9033 | 0 | 0 | 0 | 10072.3953 | 181 | 10 | Winter
2018-06-30 11:00 | 0.27583 | 2018.7809 | 228.7888 | 1455.7475 | 1029.8299 | 0 | 3.4064 | 1391.185 | 236.1191 | 533.7312 | 1572.4347 | 0 | 2.6463 | 0.0056556 | 0 | 0.9843 | 0 | 0 | 2117.0344 | 0 | 0 | 0 | 10590.9699 | 181 | 11 | Winter
2018-06-30 12:00 | 0.63082 | 2246.0862 | 216.7492 | 1476.4244 | 1037.9228 | 0 | 2.8427 | 1464.9726 | 237.7543 | 547.1307 | 1596.6214 | 0 | 3.0034 | 0.005602 | 0 | 1.1171 | 0 | 0 | 2117.6437 | 0 | 0 | 0 | 10948.9048 | 181 | 12 | Winter
2018-06-30 13:00 | 0.013931 | 2472.8115 | 210.3734 | 1395.5605 | 1009.976 | 0 | 2.5247 | 1490.268 | 237.1653 | 566.0712 | 1608.9231 | 0 | 3.0041 | 0.0056135 | 0 | 1.1174 | 0 | 0 | 2092.5059 | 0 | 0 | 0 | 11090.3207 | 181 | 13 | Winter
2018-06-30 14:00 | 0.038678 | 2662.7735 | 215.3471 | 1291.1433 | 999.6984 | 0 | 2.356 | 1478.1498 | 233.5585 | 564.064 | 1630.3994 | 0 | 3.3053 | 0.005539 | 0 | 1.2294 | 0 | 0 | 2021.0548 | 0 | 0 | 0 | 11103.1238 | 181 | 14 | Winter
2018-06-30 15:00 | 0.11735 | 2865.9643 | 223.4686 | 1367.4065 | 1038.1956 | 0 | 2.4735 | 1469.4215 | 228.5869 | 559.3099 | 1677.8935 | 0 | 4.3403 | 0.0055684 | 0 | 1.6144 | 0 | 0 | 1915.3974 | 0 | 0 | 0 | 11354.1953 | 181 | 15 | Winter
2018-06-30 16:00 | 0.052937 | 3045.2204 | 243.1503 | 1475.2187 | 1111.2243 | 0 | 2.1622 | 1442.0041 | 224.7818 | 474.0731 | 1739.4038 | 0 | 5.5124 | 0.0056537 | 0 | 2.0504 | 0 | 0 | 1787.7855 | 0 | 0 | 0 | 11552.6455 | 181 | 16 | Winter
2018-06-30 17:00 | 0 | 3144.3439 | 273.3109 | 1593.2934 | 1179.1933 | 0 | 2.1789 | 1345.2446 | 222.6411 | 458.5626 | 1799.5126 | 0 | 6.2108 | 0.0056741 | 0 | 2.3101 | 0 | 0 | 1615.1591 | 0 | 0 | 0 | 11641.9669 | 181 | 17 | Winter
2018-06-30 18:00 | 0.0073751 | 3053.5801 | 316.0022 | 1638.4952 | 1168.0639 | 0 | 2.3767 | 1202.9565 | 221.7134 | 436.5516 | 1703.4896 | 0 | 4.682 | 0.0057152 | 0 | 1.7415 | 0 | 0 | 1574.6767 | 0 | 0 | 0 | 11324.3426 | 181 | 18 | Winter
2018-06-30 19:00 | 0.017536 | 2756.0839 | 395.3893 | 1572.5342 | 1127.4343 | 0 | 2.7358 | 1009.1212 | 221.456 | 398.8571 | 1691.7697 | 0 | 2.5474 | 0.0057433 | 0 | 0.94752 | 0 | 0 | 1585.6785 | 0 | 0 | 0 | 10764.5782 | 181 | 19 | Winter
2018-06-30 20:00 | 0.057854 | 2352.6802 | 516.5326 | 1491.1162 | 1074.9073 | 0 | 3.8822 | 814.9525 | 317.8715 | 350.469 | 1672.4666 | 0 | 2.0447 | 0.005764 | 0 | 0.76054 | 0 | 0 | 1641.7219 | 0 | 0 | 0 | 10239.4688 | 181 | 20 | Winter
2018-06-30 21:00 | 0.07244 | 2019.8037 | 589.2266 | 1408.9892 | 1026.117 | 0 | 1.2449 | 633.2189 | 357.8307 | 301.4739 | 1628.8623 | 0 | 1.5577 | 0.0056263 | 0 | 0.57939 | 0 | 0 | 1630.9134 | 0 | 0 | 0 | 9599.8955 | 181 | 21 | Winter
2018-06-30 22:00 | 0.1062 | 1768.9829 | 368.5586 | 1202.5306 | 918.3566 | 0 | 0.18755 | 543.8106 | 310.0988 | 243.4665 | 1574.5126 | 0 | 1.0329 | 0.0056235 | 0 | 0.38421 | 0 | 0 | 1605.7584 | 0 | 0 | 0 | 8537.7922 | 181 | 22 | Winter
2018-06-30 23:00 | 0.052773 | 1576.4849 | 142.5069 | 891.96 | 872.2985 | 0 | 0.25123 | 487.5256 | 277.2913 | 197.861 | 1537.2268 | 0 | 0.74211 | 0.0057341 | 0 | 0.27604 | 0 | 0 | 1583.5049 | 0 | 0 | 0 | 7567.9878 | 181 | 23 | Winter
2018-07-01 | 0.10948 | 1436.3324 | 86.2962 | 669.495 | 862.4253 | 0 | 0.27534 | 431.5568 | 264.1304 | 168.5969 | 1543.9823 | 0 | 1.0338 | 0.0066764 | 0 | 0.38454 | 0 | 0 | 1192.7432 | 0 | 0 | 0 | 6657.3684 | 182 | 0 | Fall
2018-07-01 01:00 | 0.067196 | 1331.7737 | 76.5491 | 521.0693 | 856.5917 | 0 | 0.29673 | 380.0021 | 249.3002 | 160.8078 | 1433.9839 | 0 | 0.42005 | 0.0066368 | 0 | 0.15624 | 0 | 0 | 1225.5407 | 0 | 0 | 0 | 6236.5653 | 182 | 1 | Fall
2018-07-01 02:00 | 0.86863 | 1230.9063 | 74.1733 | 451.0351 | 853.1561 | 0 | 0.43406 | 379.2089 | 244.8259 | 164.3333 | 1428.4635 | 0 | 0.35867 | 0.0073566 | 0 | 0.13341 | 0 | 0 | 1174.0831 | 0 | 0 | 0 | 6001.9876 | 182 | 2 | Fall
2018-07-01 03:00 | 1.1533 | 1152.0168 | 74.1733 | 427.1369 | 855.9201 | 0 | 0.6686 | 372.3439 | 240.3942 | 176.7908 | 1386.337 | 0 | 0.26207 | 0.007266 | 0 | 0.09748 | 0 | 0 | 1153.4441 | 0 | 0 | 0 | 5840.7459 | 182 | 3 | Fall
2018-07-01 04:00 | 2.2991 | 1060.4854 | 74.4386 | 442.9443 | 872.5723 | 0 | 0.93183 | 374.0727 | 245.2132 | 191.5301 | 1354.223 | 0 | 0.050757 | 0.0086998 | 0 | 0.018879 | 0 | 0 | 1165.8689 | 0 | 0 | 0 | 5784.6577 | 182 | 4 | Fall
2018-07-01 05:00 | 2.8837 | 977.5544 | 80.6199 | 523.6893 | 891.6138 | 0 | 1.6073 | 429.5903 | 218.592 | 217.4214 | 1320.3145 | 0 | 0.155 | 0.0085734 | 0 | 0.057655 | 0 | 0 | 1157.2337 | 0 | 0 | 0 | 5821.3415 | 182 | 5 | Fall
2018-07-01 06:00 | 3.1256 | 1012.9762 | 118.4146 | 700.9275 | 905.1069 | 0 | 3.5496 | 480.4261 | 104.5514 | 261.3669 | 1265.2896 | 0 | 0.32098 | 0.0071226 | 0 | 0.11939 | 0 | 0 | 1128.6857 | 0 | 0 | 0 | 5984.8675 | 182 | 6 | Fall
2018-07-01 07:00 | 4.3874 | 1223.741 | 180.0437 | 993.7883 | 932.7681 | 0 | 10.3279 | 643.17 | 122.4289 | 290.0923 | 1235.7193 | 0 | 0.54798 | 0.0063923 | 0 | 0.20383 | 0 | 0 | 1091.9249 | 0 | 0 | 0 | 6729.1502 | 182 | 7 | Fall
2018-07-01 08:00 | 3.2572 | 1557.5302 | 230.5021 | 1241.0644 | 986.0132 | 0 | 6.9762 | 766.7276 | 141.5982 | 404.0894 | 1274.5439 | 0 | 1.031 | 0.0064997 | 0 | 0.38349 | 0 | 0 | 1083.2317 | 0 | 0 | 0 | 7696.955 | 182 | 8 | Fall
2018-07-01 09:00 | 3.5855 | 1940.154 | 246.7761 | 1350.6544 | 1016.931 | 0 | 5.5763 | 949.828 | 161.0525 | 440.5053 | 1292.3003 | 0 | 1.8125 | 0.0064887 | 0 | 0.67417 | 0 | 0 | 1077.611 | 0 | 0 | 0 | 8487.4675 | 182 | 9 | Fall
2018-07-01 10:00 | 2.5172 | 2357.1138 | 241.5309 | 1418.5413 | 1020.3722 | 0 | 4.0889 | 1150.1103 | 179.0733 | 464.7687 | 1307.9755 | 0 | 2.4459 | 0.0065668 | 0 | 0.90979 | 0 | 0 | 1065.701 | 0 | 0 | 0 | 9215.1554 | 182 | 10 | Fall
2018-07-01 11:00 | 1.2482 | 2698.9606 | 223.966 | 1428.86 | 1025.1774 | 0 | 2.8172 | 1311.129 | 193.0188 | 496.2209 | 1336.1135 | 0 | 3.1733 | 0.0065763 | 0 | 1.1804 | 0 | 0 | 1094.0205 | 0 | 0 | 0 | 9815.8925 | 182 | 11 | Fall
2018-07-01 12:00 | 0.91943 | 3057.3547 | 215.07 | 1391.2771 | 1034.6161 | 0 | 2.2183 | 1430.6714 | 201.1859 | 511.607 | 1389.5217 | 0 | 3.9923 | 0.0067464 | 0 | 1.485 | 0 | 0 | 1091.9959 | 0 | 0 | 0 | 10331.9215 | 182 | 12 | Fall
2018-07-01 13:00 | 0.15832 | 3403.1166 | 208.9176 | 1330.0092 | 1006.8363 | 0 | 1.6353 | 1513.6227 | 204.7678 | 525.2321 | 1431.3216 | 0 | 4.0312 | 0.0066903 | 0 | 1.4995 | 0 | 0 | 1075.6216 | 0 | 0 | 0 | 10706.7766 | 182 | 13 | Fall
2018-07-01 14:00 | 0.14275 | 3694.729 | 210.8974 | 1298.0761 | 995.7678 | 0 | 1.5589 | 1561.8247 | 202.6548 | 533.3881 | 1476.7756 | 0 | 4.0569 | 0.0066664 | 0 | 1.509 | 0 | 0 | 1050.6335 | 0 | 0 | 0 | 11032.0214 | 182 | 14 | Fall
2018-07-01 15:00 | 0.20355 | 3938.2707 | 219.2803 | 1295.9607 | 1034.0215 | 0 | 1.5194 | 1564.6414 | 195.0255 | 534.21 | 1515.5957 | 0 | 4.1897 | 0.0066958 | 0 | 1.5584 | 0 | 0 | 1015.7642 | 0 | 0 | 0 | 11320.2478 | 182 | 15 | Fall
2018-07-01 16:00 | 0.25436 | 4120.4225 | 237.9012 | 1433.1092 | 1106.6904 | 0 | 1.6024 | 1534.7496 | 185.1339 | 456.0194 | 1543.615 | 0 | 4.5186 | 0.0060063 | 0 | 1.6808 | 0 | 0 | 970.2233 | 0 | 0 | 0 | 11595.9268 | 182 | 16 | Fall
2018-07-01 17:00 | 0.27173 | 4181.9196 | 267.6073 | 1583.696 | 1174.5993 | 0 | 1.7919 | 1448.1084 | 174.3911 | 445.3288 | 1567.1445 | 0 | 3.8834 | 0.0060127 | 0 | 1.4445 | 0 | 0 | 895.0028 | 0 | 0 | 0 | 11745.1952 | 182 | 17 | Fall
2018-07-01 18:00 | 0.025239 | 4067.3629 | 312.3794 | 1621.6135 | 1163.361 | 0 | 0.75595 | 1182.056 | 163.6487 | 424.2967 | 1577.983 | 0 | 4.5913 | 0.0060408 | 0 | 1.7078 | 0 | 0 | 901.5294 | 0 | 0 | 0 | 11421.3171 | 182 | 18 | Fall
2018-07-01 19:00 | 0.031795 | 3757.8248 | 392.0482 | 1530.5441 | 1122.3401 | 0 | 0.92787 | 1034.6507 | 152.3256 | 390.6155 | 1554.2518 | 0 | 4.5801 | 0.0060434 | 0 | 1.7036 | 0 | 0 | 917.1204 | 0 | 0 | 0 | 10858.9707 | 182 | 19 | Fall
2018-07-01 20:00 | 0.049331 | 3281.2694 | 511.7648 | 1451.3642 | 1069.5103 | 0 | 1.2984 | 845.1308 | 240.8734 | 347.8167 | 1519.4175 | 0 | 3.9863 | 0.0059949 | 0 | 1.4828 | 0 | 0 | 959.1267 | 0 | 0 | 0 | 10233.0965 | 182 | 20 | Fall
2018-07-01 21:00 | 0.35253 | 2869.6654 | 581.1286 | 1374.0496 | 1021.1794 | 0 | 1.7783 | 712.1654 | 292.6365 | 303.767 | 1470.4934 | 0 | 3.3538 | 0.0068152 | 0 | 1.2475 | 0 | 0 | 969.0118 | 0 | 0 | 0 | 9600.836 | 182 | 21 | Fall
2018-07-01 22:00 | 0.13816 | 2512.4817 | 364.337 | 1191.4081 | 914.9348 | 0 | 0.89201 | 627.2542 | 281.5891 | 246.7984 | 1418.4501 | 0 | 2.6153 | 0.0068282 | 0 | 0.97277 | 0 | 0 | 1001.8581 | 0 | 0 | 0 | 8563.7366 | 182 | 22 | Fall
2018-07-01 23:00 | 0.45841 | 2208.1363 | 141.2808 | 869.8213 | 870.6521 | 0 | 0.89118 | 559.2858 | 269.824 | 202.2477 | 1382.3069 | 0 | 1.8335 | 0.0066754 | 0 | 0.68199 | 0 | 0 | 1093.8261 | 0 | 0 | 0 | 7601.2526 | 182 | 23 | Fall
2018-07-02 | 1.026 | 1974.5746 | 85.7533 | 668.8512 | 862.5882 | 0 | 1.1215 | 489.32 | 256.914 | 170.5582 | 1411.705 | 0 | 1.0148 | 0.0066765 | 0 | 0.37748 | 0 | 0 | 1153.9048 | 0 | 0 | 0 | 7077.7157 | 183 | 0 | Winter
2018-07-02 01:00 | 1.6224 | 1770.8208 | 76.4891 | 512.8052 | 856.8078 | 0 | 0.69884 | 425.1834 | 260.674 | 168.6386 | 1458.9024 | 0 | 0.41525 | 0.0066344 | 0 | 0.15446 | 0 | 0 | 1193.1241 | 0 | 0 | 0 | 6726.343 | 183 | 1 | Winter
2018-07-02 02:00 | 3.0209 | 1592.7345 | 74.3718 | 449.2074 | 853.2591 | 0 | 0.91408 | 422.275 | 257.5285 | 159.3055 | 1426.379 | 0 | 0.35532 | 0.006596 | 0 | 0.13216 | 0 | 0 | 1143.9077 | 0 | 0 | 0 | 6383.3975 | 183 | 2 | Winter
2018-07-02 03:00 | 3.8574 | 1461.5026 | 74.3718 | 439.8592 | 855.8074 | 0 | 1.23 | 436.6689 | 258.4011 | 161.4928 | 1392.336 | 0 | 0.26183 | 0.0074126 | 0 | 0.09739 | 0 | 0 | 1136.2904 | 0 | 0 | 0 | 6222.1841 | 183 | 3 | Winter
2018-07-02 04:00 | 5.9437 | 1313.7426 | 74.4725 | 533.0634 | 870.1619 | 0 | 1.7574 | 472.0001 | 268.2158 | 187.0491 | 1395.3162 | 0 | 0.049916 | 0.0072531 | 0 | 0.018567 | 0 | 0 | 1131.7245 | 0 | 0 | 0 | 6253.5229 | 183 | 4 | Winter
2018-07-02 05:00 | 7.6241 | 1195.0344 | 84.8234 | 727.7433 | 883.8161 | 0 | 3.1302 | 602.1884 | 270.3457 | 228.702 | 1453.3729 | 0 | 0.15279 | 0.0070874 | 0 | 0.056833 | 0 | 0 | 1124.4665 | 0 | 0 | 0 | 6581.4635 | 183 | 5 | Winter
2018-07-02 06:00 | 7.7055 | 1186.928 | 168.3504 | 1087.3112 | 904.2935 | 0 | 4.7159 | 757.1827 | 184.022 | 359.7656 | 1759.6966 | 0 | 0.32127 | 0.0071619 | 0 | 0.1195 | 0 | 0 | 1110.1399 | 0 | 0 | 0 | 7530.5594 | 183 | 6 | Winter
2018-07-02 07:00 | 6.1484 | 1290.206 | 230.4786 | 1253.2212 | 946.9253 | 0 | 10.3957 | 1061.2589 | 258.055 | 415.6691 | 1992.2567 | 0 | 0.55696 | 0.0064619 | 0 | 0.20717 | 0 | 0 | 1089.8738 | 0 | 0 | 0 | 8555.2592 | 183 | 7 | Winter
2018-07-02 08:00 | 3.2508 | 1489.9379 | 220.6519 | 1230.852 | 984.012 | 0 | 3.3393 | 1379.3616 | 344.796 | 551.0257 | 2228.2404 | 0 | 1.0606 | 0.0063951 | 0 | 0.39452 | 0 | 0 | 1095.547 | 0 | 0 | 0 | 9532.4762 | 183 | 8 | Winter
2018-07-02 09:00 | 2.1342 | 1655.3023 | 206.3689 | 1303.6243 | 1005.8929 | 0 | 3.0095 | 1574.9595 | 400.6845 | 613.2739 | 2435.0128 | 0 | 1.8415 | 0.0064168 | 0 | 0.68496 | 0 | 0 | 1075.926 | 0 | 0 | 0 | 10278.7217 | 183 | 9 | Winter
2018-07-02 10:00 | 1.045 | 1829.8545 | 193.886 | 1328.475 | 1006.7371 | 0 | 2.8159 | 1715.7626 | 428.1673 | 652.0136 | 2596.2982 | 0 | 2.4842 | 0.0065822 | 0 | 0.92403 | 0 | 0 | 1066.0678 | 0 | 0 | 0 | 10824.5377 | 183 | 10 | Winter
2018-07-02 11:00 | 0.51708 | 2115.5291 | 177.632 | 1279.7533 | 1008.7316 | 0 | 1.7434 | 1891.0927 | 437.4452 | 665.4466 | 2646.0735 | 0 | 3.2428 | 0.0065914 | 0 | 1.2062 | 0 | 0 | 1100.5248 | 0 | 0 | 0 | 11328.9447 | 183 | 11 | Winter
2018-07-02 12:00 | 0.57887 | 2440.2567 | 171.2077 | 1213.6074 | 1016.1211 | 0 | 1.6762 | 2026.5647 | 435.2305 | 656.3197 | 2624.9418 | 0 | 4.0376 | 0.0066178 | 0 | 1.5018 | 0 | 0 | 1087.7611 | 0 | 0 | 0 | 11679.8117 | 183 | 12 | Winter
2018-07-02 13:00 | 0.0018028 | 2743.094 | 166.3815 | 1122.0335 | 987.7512 | 0 | 1.6845 | 2081.2307 | 423.7805 | 641.3182 | 2548.2454 | 0 | 4.1436 | 0.0066494 | 0 | 1.5413 | 0 | 0 | 1089.3323 | 0 | 0 | 0 | 11810.545 | 183 | 13 | Winter
2018-07-02 14:00 | 0.027206 | 3089.4678 | 167.0308 | 1066.9205 | 977.1324 | 0 | 1.297 | 2101.8114 | 400.2922 | 626.0756 | 2417.9019 | 0 | 4.2122 | 0.0067202 | 0 | 1.5668 | 0 | 0 | 1074.1675 | 0 | 0 | 0 | 11927.9101 | 183 | 14 | Winter
2018-07-02 15:00 | 0.055887 | 3341.0855 | 179.9375 | 1143.7358 | 1012.9547 | 0 | 1.235 | 2023.8159 | 369.5001 | 617.8216 | 2291.9009 | 0 | 4.3367 | 0.0067383 | 0 | 1.6131 | 0 | 0 | 1035.5719 | 0 | 0 | 0 | 12023.5713 | 183 | 15 | Winter
2018-07-02 16:00 | 0 | 3497.6952 | 204.1756 | 1289.1498 | 1084.05 | 0 | 1.1369 | 1880.9624 | 338.7655 | 529.9357 | 2196.5733 | 0 | 4.6971 | 0.0066699 | 0 | 1.7471 | 0 | 0 | 994.2474 | 0 | 0 | 0 | 12023.1427 | 183 | 16 | Winter
2018-07-02 17:00 | 0.068835 | 3639.5343 | 244.3446 | 1482.4997 | 1152.7046 | 0 | 1.0842 | 1729.538 | 307.5341 | 520.3323 | 2121.0771 | 0 | 4.1416 | 0.005825 | 0 | 1.5405 | 0 | 0 | 941.8071 | 0 | 0 | 0 | 12146.2128 | 183 | 17 | Winter
2018-07-02 18:00 | 0 | 3651.421 | 296.1243 | 1568.0335 | 1148.9837 | 0 | 0.53293 | 1380.3721 | 282.7983 | 500.8113 | 1918.4104 | 0 | 4.9244 | 0.0065989 | 0 | 1.8317 | 0 | 0 | 953.9178 | 0 | 0 | 0 | 11708.1679 | 183 | 18 | Winter
2018-07-02 19:00 | 0.016881 | 3402.559 | 376.1509 | 1488.134 | 1111.0421 | 0 | 0.64075 | 1191.607 | 262.2704 | 467.2077 | 1827.9527 | 0 | 4.9624 | 0.0066245 | 0 | 1.8458 | 0 | 0 | 979.9234 | 0 | 0 | 0 | 11114.3196 | 183 | 19 | Winter
2018-07-02 20:00 | 0 | 2981.3393 | 493.4547 | 1470.8314 | 1061.6811 | 0 | 0.84259 | 971.9373 | 344.9016 | 389.5522 | 1732.5348 | 0 | 4.2705 | 0.0065834 | 0 | 1.5884 | 0 | 0 | 1012.8004 | 0 | 0 | 0 | 10465.7408 | 183 | 20 | Winter
2018-07-02 21:00 | 0.019831 | 2635.1803 | 557.6434 | 1355.5648 | 1014.9783 | 0 | 1.1112 | 728.8984 | 376.7066 | 312.617 | 1645.6322 | 0 | 3.5348 | 0.006529 | 0 | 1.3148 | 0 | 0 | 1008.0028 | 0 | 0 | 0 | 9641.2111 | 183 | 21 | Winter
2018-07-02 22:00 | 0.015078 | 2317.182 | 332.8624 | 1180.6364 | 910.8216 | 0 | 0.64354 | 636.5082 | 323.2668 | 256.0799 | 1589.6138 | 0 | 2.7248 | 0.0066835 | 0 | 1.0135 | 0 | 0 | 1030.918 | 0 | 0 | 0 | 8582.2926 | 183 | 22 | Winter
2018-07-02 23:00 | 0.050315 | 2030.215 | 131.3711 | 880.0629 | 871.9846 | 0 | 0.53544 | 556.8253 | 288.7158 | 222.1217 | 1552.7008 | 0 | 1.9038 | 0.0066459 | 0 | 0.70814 | 0 | 0 | 1119.6818 | 0 | 0 | 0 | 7656.8834 | 183 | 23 | Winter
2018-07-03 | 0.11407 | 1834.2326 | 83.3833 | 657.6032 | 863.8955 | 0 | 0.52212 | 464.3317 | 271.0542 | 188.6605 | 1488.2348 | 0 | 0.41578 | 0.0058605 | 0 | 0.15465 | 0 | 0 | 1568.7801 | 0 | 0 | 0 | 7421.3884 | 184 | 0 | Spring
2018-07-03 01:00 | 0.3445 | 1674.8132 | 75.951 | 511.0651 | 858.5797 | 0 | 0.30033 | 415.3924 | 260.674 | 167.4142 | 1458.9024 | 0 | 0.26739 | 0.0065372 | 0 | 0.09946 | 0 | 0 | 1580.7151 | 0 | 0 | 0 | 7004.5253 | 184 | 1 | Spring
2018-07-03 02:00 | 1.3949 | 1516.3734 | 74.3718 | 451.8845 | 854.3652 | 0 | 0.4017 | 414.2379 | 257.5285 | 158.8359 | 1426.379 | 0 | 0.12713 | 0.0064287 | 0 | 0.047287 | 0 | 0 | 1619.0491 | 0 | 0 | 0 | 6775.0026 | 184 | 2 | Spring
2018-07-03 03:00 | 2.1632 | 1391.5601 | 74.3718 | 451.9835 | 856.3121 | 0 | 0.51421 | 440.0108 | 258.4011 | 161.7026 | 1392.336 | 0 | 0.1677 | 0.0063413 | 0 | 0.062377 | 0 | 0 | 1640.3078 | 0 | 0 | 0 | 6669.8997 | 184 | 3 | Spring
2018-07-03 04:00 | 3.8896 | 1264.4287 | 74.476 | 520.5015 | 870.1166 | 0 | 0.93295 | 480.0047 | 268.2158 | 188.8555 | 1395.3162 | 0 | 0.092808 | 0.0063778 | 0 | 0.034521 | 0 | 0 | 1701.2893 | 0 | 0 | 0 | 6768.1605 | 184 | 4 | Spring
2018-07-03 05:00 | 5.309 | 1149.7908 | 84.3284 | 713.757 | 883.9903 | 0 | 1.9841 | 613.1835 | 274.0635 | 229.2769 | 1453.3729 | 0 | 0.38078 | 0.0062418 | 0 | 0.14164 | 0 | 0 | 1788.2034 | 0 | 0 | 0 | 7197.7885 | 184 | 5 | Spring
2018-07-03 06:00 | 5.4227 | 1168.7828 | 165.3022 | 1036.5177 | 904.2503 | 0 | 3.4828 | 777.5931 | 184.022 | 360.4859 | 1759.6966 | 0 | 1.0014 | 0.0060978 | 0 | 0.37247 | 0 | 0 | 1804.802 | 0 | 0 | 0 | 8171.738 | 184 | 6 | Spring
2018-07-03 07:00 | 3.6032 | 1370.5597 | 227.7802 | 1230.4698 | 946.6677 | 0 | 7.0859 | 1106.3924 | 258.055 | 415.8931 | 1992.2567 | 0 | 1.8852 | 0.0061252 | 0 | 0.70122 | 0 | 0 | 1907.6983 | 0 | 0 | 0 | 9469.0544 | 184 | 7 | Spring
2018-07-03 08:00 | 1.6614 | 1653.2072 | 221.6739 | 1262.4848 | 984.7891 | 0 | 2.977 | 1464.6398 | 344.796 | 552.29 | 2228.2404 | 0 | 2.0648 | 0.0061606 | 0 | 0.76802 | 0 | 0 | 2004.7865 | 0 | 0 | 0 | 10724.3851 | 184 | 8 | Spring
2018-07-03 09:00 | 1.6842 | 2013.4037 | 206.8902 | 1247.4747 | 1006.0886 | 0 | 2.4302 | 1753.5292 | 400.6845 | 616.5719 | 2435.0128 | 0 | 1.9089 | 0.0062127 | 0 | 0.71005 | 0 | 0 | 2075.3495 | 0 | 0 | 0 | 11761.7446 | 184 | 9 | Spring
2018-07-03 10:00 | 1.3551 | 2359.282 | 193.0621 | 1293.0083 | 1006.3205 | 0 | 1.7555 | 1958.1976 | 428.1673 | 654.1792 | 2596.2982 | 0 | 2.1625 | 0.0054625 | 0 | 0.80437 | 0 | 0 | 2068.307 | 0 | 0 | 0 | 12562.905 | 184 | 10 | Spring
2018-07-03 11:00 | 1.3002 | 2646.8119 | 178.5273 | 1258.485 | 1008.6227 | 0 | 1.4145 | 2083.3688 | 437.4452 | 667.5227 | 2646.0735 | 0 | 2.6824 | 0.0063124 | 0 | 0.99774 | 0 | 0 | 2112.4655 | 0 | 0 | 0 | 13045.7239 | 184 | 11 | Spring
2018-07-03 12:00 | 1.515 | 2906.3622 | 170.5332 | 1253.63 | 1016.0841 | 0 | 1.1809 | 2136.9138 | 435.2305 | 655.3411 | 2624.9418 | 0 | 3.0441 | 0.0063329 | 0 | 1.1323 | 0 | 0 | 2112.3576 | 0 | 0 | 0 | 13318.2728 | 184 | 12 | Spring
2018-07-03 13:00 | 0.47332 | 3135.8678 | 164.9875 | 1146.2174 | 987.5016 | 0 | 0.92049 | 2140.8524 | 423.7805 | 642.6818 | 2548.2454 | 0 | 3.0396 | 0.0055353 | 0 | 1.1306 | 0 | 0 | 2083.2162 | 0 | 0 | 0 | 13278.9201 | 184 | 13 | Spring
2018-07-03 14:00 | 0.18635 | 3393.4267 | 166.5035 | 1092.2017 | 976.7318 | 0 | 0.88477 | 2164.3171 | 400.2922 | 624.09 | 2417.9019 | 0 | 3.3679 | 0.0055009 | 0 | 1.2527 | 0 | 0 | 2027.3764 | 0 | 0 | 0 | 13268.5387 | 184 | 14 | Spring
2018-07-03 15:00 | 0.036548 | 3597.1676 | 178.646 | 1133.0992 | 1011.9474 | 0 | 1.334 | 2093.704 | 369.5001 | 617.0789 | 2291.9009 | 0 | 4.4618 | 0.0054843 | 0 | 1.6596 | 0 | 0 | 1938.8618 | 0 | 0 | 0 | 13239.4034 | 184 | 15 | Spring
2018-07-03 16:00 | 0.0044251 | 3379.0653 | 203.5724 | 1315.2889 | 1083.4427 | 0 | 1.8099 | 1774.0919 | 338.7655 | 529.2777 | 2196.5733 | 0 | 5.736 | 0.0055293 | 0 | 2.1336 | 0 | 0 | 1832.9237 | 0 | 0 | 0 | 12662.691 | 184 | 16 | Spring
2018-07-03 17:00 | 0.06654 | 3210.246 | 246.6906 | 1510.4104 | 1154.4032 | 0 | 2.1715 | 1536.3575 | 307.5341 | 514.2908 | 2121.0771 | 0 | 6.651 | 0.0055694 | 0 | 2.4739 | 0 | 0 | 1704.3798 | 0 | 0 | 0 | 12316.7579 | 184 | 17 | Spring
2018-07-03 18:00 | 0.24141 | 3147.0074 | 296.8825 | 1554.3304 | 1149.672 | 0 | 0.80296 | 1252.0294 | 282.7983 | 498.8394 | 1918.4104 | 0 | 5.1557 | 0.0056027 | 0 | 1.9177 | 0 | 0 | 1709.9074 | 0 | 0 | 0 | 11818.0005 | 184 | 18 | Spring
2018-07-03 19:00 | 0.24666 | 2896.2173 | 375.0286 | 1494.481 | 1111.2305 | 0 | 1.0296 | 1093.1582 | 262.2704 | 462.082 | 1827.9527 | 0 | 2.8272 | 0.0056067 | 0 | 1.0516 | 0 | 0 | 1735.5991 | 0 | 0 | 0 | 11263.1805 | 184 | 19 | Spring
2018-07-03 20:00 | 0.13931 | 2552.5596 | 492.6374 | 1462.8387 | 1061.8484 | 0 | 1.4377 | 911.9096 | 344.9016 | 386.4209 | 1732.5348 | 0 | 2.2358 | 0.006267 | 0 | 0.83162 | 0 | 0 | 1769.8446 | 0 | 0 | 0 | 10720.1462 | 184 | 20 | Spring
2018-07-03 21:00 | 0.28107 | 2275.6842 | 557.2708 | 1387.1855 | 1014.1304 | 0 | 0.91748 | 702.8255 | 376.7066 | 310.8972 | 1645.6322 | 0 | 1.6663 | 0.0054527 | 0 | 0.61979 | 0 | 0 | 1719.3324 | 0 | 0 | 0 | 9993.1549 | 184 | 21 | Spring
2018-07-03 22:00 | 0.19749 | 2040.7864 | 334.875 | 1189.372 | 910.8395 | 0 | 0.21783 | 628.7598 | 323.2668 | 255.8784 | 1589.6138 | 0 | 1.0836 | 0.0054577 | 0 | 0.40307 | 0 | 0 | 1660.8321 | 0 | 0 | 0 | 8936.1313 | 184 | 22 | Spring
2018-07-03 23:00 | 0.32221 | 1845.6092 | 130.5448 | 892.5638 | 872.0469 | 0 | 0.34505 | 562.7562 | 288.7158 | 221.8131 | 1552.7008 | 0 | 0.77107 | 0.0062222 | 0 | 0.28681 | 0 | 0 | 1621.9757 | 0 | 0 | 0 | 7990.4576 | 184 | 23 | Spring
2018-07-04 | 0.75194 | 1682.6688 | 83.1684 | 662.8644 | 863.9909 | 0 | 0.52042 | 467.2713 | 271.0542 | 185.2353 | 1488.2348 | 0 | 0.42299 | 0.0062418 | 0 | 0.15734 | 0 | 0 | 1596.9535 | 0 | 0 | 0 | 7303.3005 | 185 | 0 | Summer
2018-07-04 01:00 | 1.1536 | 1555.9988 | 75.9794 | 515.018 | 858.2762 | 0 | 0.66143 | 421.915 | 260.9403 | 165.969 | 1458.3492 | 0 | 0.27416 | 0.0062935 | 0 | 0.10198 | 0 | 0 | 1620.3229 | 0 | 0 | 0 | 6934.9664 | 185 | 1 | Summer
2018-07-04 02:00 | 2.7575 | 1412.3505 | 74.3718 | 459.75 | 854.5198 | 0 | 0.89537 | 422.5143 | 257.6641 | 156.7428 | 1428.0943 | 0 | 0.13012 | 0.0062137 | 0 | 0.048401 | 0 | 0 | 1661.5972 | 0 | 0 | 0 | 6731.4422 | 185 | 2 | Summer
2018-07-04 03:00 | 4.2338 | 1278.9948 | 74.3718 | 447.7873 | 856.2571 | 0 | 1.1141 | 439.7008 | 258.3432 | 158.9449 | 1396.0442 | 0 | 0.17212 | 0.0062129 | 0 | 0.064023 | 0 | 0 | 1683.3176 | 0 | 0 | 0 | 6599.3521 | 185 | 3 | Summer
2018-07-04 04:00 | 6.3125 | 1129.2763 | 74.4723 | 512.2849 | 869.735 | 0 | 1.9087 | 472.4594 | 267.9967 | 185.7774 | 1398.9961 | 0 | 0.093976 | 0.0061244 | 0 | 0.034955 | 0 | 0 | 1723.2082 | 0 | 0 | 0 | 6642.5626 | 185 | 4 | Summer
2018-07-04 05:00 | 8.2152 | 1018.3372 | 84.8807 | 734.4453 | 883.8036 | 0 | 2.667 | 591.1285 | 273.5326 | 227.1729 | 1458.3413 | 0 | 0.38613 | 0.006043 | 0 | 0.14362 | 0 | 0 | 1810.8253 | 0 | 0 | 0 | 7093.8855 | 185 | 5 | Summer
2018-07-04 06:00 | 6.8158 | 1023.2854 | 167.6854 | 1051.7524 | 904.3322 | 0 | 4.1191 | 725.8805 | 182.3643 | 356.3165 | 1765.0205 | 0 | 1.0165 | 0.0061 | 0 | 0.37811 | 0 | 0 | 1831.2309 | 0 | 0 | 0 | 8020.2038 | 185 | 6 | Summer
2018-07-04 07:00 | 4.1906 | 1188.5503 | 228.4662 | 1184.7579 | 946.6359 | 0 | 7.943 | 1010.9545 | 254.76 | 413.5777 | 1996.305 | 0 | 1.8954 | 0.0061232 | 0 | 0.70503 | 0 | 0 | 1918.3198 | 0 | 0 | 0 | 9157.0674 | 185 | 7 | Summer
2018-07-04 08:00 | 1.5085 | 1449.3381 | 220.3859 | 1205.5629 | 983.6785 | 0 | 2.7123 | 1330.5863 | 341.2662 | 549.7777 | 2230.7672 | 0 | 2.065 | 0.0060492 | 0 | 0.76809 | 0 | 0 | 2004.6964 | 0 | 0 | 0 | 10323.1192 | 185 | 8 | Summer
2018-07-04 09:00 | 1.2051 | 1735.3202 | 204.6071 | 1268.3936 | 1005.1449 | 0 | 2.7885 | 1616.952 | 399.4352 | 611.5985 | 2435.6326 | 0 | 1.8933 | 0.0060922 | 0 | 0.70421 | 0 | 0 | 2058.0069 | 0 | 0 | 0 | 11341.688 | 185 | 9 | Summer
2018-07-04 10:00 | 0.78324 | 1977.2521 | 192.9407 | 1281.3177 | 1006.2773 | 0 | 2.2582 | 1778.6649 | 427.9004 | 653.2591 | 2595.568 | 0 | 2.1377 | 0.0054181 | 0 | 0.79514 | 0 | 0 | 2044.6736 | 0 | 0 | 0 | 11963.8335 | 185 | 10 | Summer
2018-07-04 11:00 | 0.54838 | 2260.4566 | 178.1225 | 1263.8315 | 1008.519 | 0 | 1.3208 | 1904.8197 | 437.4018 | 666.2688 | 2643.1699 | 0 | 2.6511 | 0.0062121 | 0 | 0.98609 | 0 | 0 | 2087.8467 | 0 | 0 | 0 | 12455.949 | 185 | 11 | Summer
2018-07-04 12:00 | 0.82585 | 2630.8586 | 169.8864 | 1200.1201 | 1015.2476 | 0 | 1.0457 | 2013.392 | 435.2214 | 652.7944 | 2621.3719 | 0 | 3.0199 | 0.0062462 | 0 | 1.1233 | 0 | 0 | 2095.3618 | 0 | 0 | 0 | 12840.2752 | 185 | 12 | Summer
2018-07-04 13:00 | 0.17963 | 2948.2298 | 163.8917 | 1110.5852 | 987.2192 | 0 | 1.0077 | 2060.1368 | 423.7751 | 643.2441 | 2544.7995 | 0 | 3.0386 | 0.0062285 | 0 | 1.1302 | 0 | 0 | 2082.8616 | 0 | 0 | 0 | 12970.1054 | 185 | 13 | Summer
2018-07-04 14:00 | 0.086043 | 3300.3812 | 165.9959 | 1057.3425 | 976.9862 | 0 | 0.88287 | 2086.0483 | 400.2933 | 622.3109 | 2413.6314 | 0 | 3.4121 | 0.005537 | 0 | 1.2692 | 0 | 0 | 2053.9744 | 0 | 0 | 0 | 13082.6199 | 185 | 14 | Summer
2018-07-04 15:00 | 0.02655 | 3697.8923 | 180.6973 | 1118.3572 | 1012.9101 | 0 | 1.1082 | 2081.5774 | 369.5003 | 616.4893 | 2285.2708 | 0 | 4.6004 | 0.005911 | 0 | 1.7112 | 0 | 0 | 1999.139 | 0 | 0 | 0 | 13369.2862 | 185 | 15 | Summer
2018-07-04 16:00 | 0.0040973 | 4003.948 | 205.5195 | 1314.3933 | 1084.5755 | 0 | 1.259 | 2008.2715 | 338.7662 | 531.5627 | 2191.4106 | 0 | 5.8724 | 0.005766 | 0 | 2.1843 | 0 | 0 | 1876.4978 | 0 | 0 | 0 | 13564.2707 | 185 | 16 | Summer
2018-07-04 17:00 | 0 | 4109.9006 | 245.5929 | 1516.443 | 1153.529 | 0 | 1.3895 | 1839.7288 | 307.5195 | 520.419 | 2115.9246 | 0 | 6.776 | 0.0058179 | 0 | 2.5204 | 0 | 0 | 1736.3192 | 0 | 0 | 0 | 13556.0682 | 185 | 17 | Summer
2018-07-04 18:00 | 0 | 4003.7529 | 296.2846 | 1562.3149 | 1148.5935 | 0 | 0.51773 | 1419.6536 | 282.785 | 500.7522 | 1915.5289 | 0 | 5.2113 | 0.0058452 | 0 | 1.9384 | 0 | 0 | 1728.4979 | 0 | 0 | 0 | 12865.8367 | 185 | 18 | Summer
2018-07-04 19:00 | 0.030648 | 3684.1591 | 375.0884 | 1521.5813 | 1110.2363 | 0 | 0.68378 | 1208.2931 | 262.2951 | 464.9955 | 1827.6098 | 0 | 2.8238 | 0.0057632 | 0 | 1.0503 | 0 | 0 | 1733.3651 | 0 | 0 | 0 | 12192.218 | 185 | 19 | Summer
2018-07-04 20:00 | 0 | 3195.8406 | 492.4609 | 1446.8274 | 1061.4975 | 0 | 0.91157 | 981.8037 | 345.5703 | 388.2451 | 1733.5553 | 0 | 2.231 | 0.0056691 | 0 | 0.82985 | 0 | 0 | 1766.2287 | 0 | 0 | 0 | 11416.0076 | 185 | 20 | Summer
2018-07-04 21:00 | 0.0040973 | 2785.1672 | 553.0631 | 1352.6488 | 1014.3191 | 0 | 1.325 | 736.3733 | 379.5439 | 312.5366 | 1647.8363 | 0 | 1.6789 | 0.0055461 | 0 | 0.62447 | 0 | 0 | 1732.3271 | 0 | 0 | 0 | 10517.4534 | 185 | 21 | Summer
2018-07-04 22:00 | 0.071949 | 2448.6226 | 332.2316 | 1222.5967 | 910.9256 | 0 | 0.79987 | 643.9138 | 326.9914 | 257.2396 | 1591.1189 | 0 | 1.0969 | 0.0054849 | 0 | 0.40802 | 0 | 0 | 1680.2539 | 0 | 0 | 0 | 9416.2763 | 185 | 22 | Summer
2018-07-04 23:00 | 0.11587 | 2147.3848 | 131.8698 | 882.0013 | 872.0164 | 0 | 0.42839 | 570.9343 | 290.7229 | 223.5855 | 1553.4075 | 0 | 0.78641 | 0.0063603 | 0 | 0.29251 | 0 | 0 | 1653.5255 | 0 | 0 | 0 | 8327.0777 | 185 | 23 | Summer
2018-07-05 | 0.20978 | 1915.62 | 83.2802 | 663.3089 | 863.9805 | 0 | 0.17993 | 465.1377 | 271.9062 | 186.3209 | 1487.2011 | 0 | 0.42665 | 0.0062871 | 0 | 0.1587 | 0 | 0 | 1610.2383 | 0 | 0 | 0 | 7547.9752 | 186 | 0 | Spring
2018-07-05 01:00 | 0.26419 | 1724.1904 | 76.0551 | 525.831 | 858.0066 | 0 | 0.21431 | 410.4195 | 260.8345 | 165.1678 | 1453.888 | 0 | 0.27431 | 0.0063105 | 0 | 0.10203 | 0 | 0 | 1619.4105 | 0 | 0 | 0 | 7094.6644 | 186 | 1 | Spring
2018-07-05 02:00 | 0.91583 | 1539.8487 | 74.3718 | 454.6651 | 854.0005 | 0 | 0.32771 | 407.4094 | 257.5979 | 158.6729 | 1422.6558 | 0 | 0.12984 | 0.006327 | 0 | 0.048296 | 0 | 0 | 1659.4563 | 0 | 0 | 0 | 6830.1063 | 186 | 2 | Spring
2018-07-05 03:00 | 1.1781 | 1393.3 | 74.3718 | 449.2714 | 856.1935 | 0 | 0.45769 | 424.3103 | 258.3991 | 160.3728 | 1389.2025 | 0 | 0.16827 | 0.0061989 | 0 | 0.062589 | 0 | 0 | 1645.3829 | 0 | 0 | 0 | 6652.677 | 186 | 3 | Spring
2018-07-05 04:00 | 2.3968 | 1235.7093 | 74.4834 | 513.9955 | 869.8843 | 0 | 0.72266 | 454.7698 | 268.1541 | 186.4885 | 1391.2812 | 0 | 0.089753 | 0.0061481 | 0 | 0.033384 | 0 | 0 | 1644.1413 | 0 | 0 | 0 | 6642.1561 | 186 | 4 | Spring
2018-07-05 05:00 | 2.8242 | 1117.4258 | 84.6273 | 719.6067 | 884.0483 | 0 | 1.0067 | 570.7265 | 273.9793 | 227.6671 | 1450.3287 | 0 | 0.35397 | 0.0061502 | 0 | 0.13166 | 0 | 0 | 1661.5206 | 0 | 0 | 0 | 6994.2531 | 186 | 5 | Spring
2018-07-05 06:00 | 2.5143 | 1122.9068 | 166.5464 | 1066.9658 | 904.2983 | 0 | 2.7468 | 708.7032 | 183.8264 | 357.1144 | 1757.9193 | 0 | 0.92348 | 0.0055193 | 0 | 0.3435 | 0 | 0 | 1664.4447 | 0 | 0 | 0 | 7939.2589 | 186 | 6 | Spring
2018-07-05 07:00 | 1.7504 | 1345.8195 | 226.3616 | 1207.6755 | 945.9791 | 0 | 6.6919 | 1015.4906 | 257.8262 | 415.3537 | 1989.6426 | 0 | 1.7751 | 0.005555 | 0 | 0.66027 | 0 | 0 | 1796.7774 | 0 | 0 | 0 | 9211.8092 | 186 | 7 | Spring
2018-07-05 08:00 | 0.66343 | 1696.6939 | 220.1087 | 1209.5591 | 983.6995 | 0 | 3.3081 | 1405.3719 | 344.4966 | 550.4748 | 2222.7887 | 0 | 1.9757 | 0.0056936 | 0 | 0.73488 | 0 | 0 | 1918.2107 | 0 | 0 | 0 | 10558.0917 | 186 | 8 | Spring
2018-07-05 09:00 | 0.85011 | 2089.8387 | 207.0912 | 1253.867 | 1005.5199 | 0 | 2.2683 | 1743.4024 | 400.4657 | 613.414 | 2423.8426 | 0 | 1.8447 | 0.0056541 | 0 | 0.68617 | 0 | 0 | 2005.6775 | 0 | 0 | 0 | 11748.774 | 186 | 9 | Spring
2018-07-05 10:00 | 0.4471 | 2545.8841 | 193.7002 | 1282.7231 | 1006.1581 | 0 | 1.6371 | 2053.5649 | 428.0538 | 654.7696 | 2576.1418 | 0 | 2.1018 | 0.0057395 | 0 | 0.78177 | 0 | 0 | 2010.408 | 0 | 0 | 0 | 12756.3771 | 186 | 10 | Spring
2018-07-05 11:00 | 0.335 | 2982.0546 | 179.0702 | 1247.1669 | 1008.6652 | 0 | 1.2671 | 2265.1271 | 437.4138 | 667.9814 | 2615.0745 | 0 | 2.6335 | 0.0057663 | 0 | 0.97956 | 0 | 0 | 2073.9452 | 0 | 0 | 0 | 13481.7199 | 186 | 11 | Spring
2018-07-05 12:00 | 0.41743 | 3395.7672 | 170.1045 | 1241.1484 | 1015.2448 | 0 | 0.83917 | 2374.5019 | 435.2254 | 655.967 | 2587.6468 | 0 | 2.986 | 0.005738 | 0 | 1.1107 | 0 | 0 | 2072.0707 | 0 | 0 | 0 | 13953.0356 | 186 | 12 | Spring
2018-07-05 13:00 | 0 | 3734.3313 | 164.5199 | 1147.9664 | 987.0796 | 0 | 0.59012 | 2413.7556 | 423.7787 | 643.2936 | 2510.159 | 0 | 3.0057 | 0.0057823 | 0 | 1.118 | 0 | 0 | 2060.3568 | 0 | 0 | 0 | 14089.9606 | 186 | 13 | Spring
2018-07-05 14:00 | 0.072112 | 4040.3207 | 165.4765 | 1063.259 | 976.6149 | 0 | 0.62146 | 2397.5822 | 400.2939 | 624.734 | 2384.172 | 0 | 3.342 | 0.0057728 | 0 | 1.2431 | 0 | 0 | 2011.6364 | 0 | 0 | 0 | 14069.3742 | 186 | 14 | Spring
2018-07-05 15:00 | 0.013767 | 4377.842 | 178.4485 | 1111.0012 | 1012.0757 | 0 | 0.76473 | 2349.4 | 369.5005 | 619.4757 | 2266.9063 | 0 | 4.4387 | 0.0057953 | 0 | 1.651 | 0 | 0 | 1929.121 | 0 | 0 | 0 | 14220.6447 | 186 | 15 | Spring
2018-07-05 16:00 | 0.03704 | 4641.7051 | 203.8134 | 1279.8117 | 1084.2201 | 0 | 0.70674 | 2255.6579 | 338.7656 | 532.8603 | 2184.0336 | 0 | 5.6383 | 0.0058498 | 0 | 2.0972 | 0 | 0 | 1801.6811 | 0 | 0 | 0 | 14331.0338 | 186 | 16 | Spring
2018-07-05 17:00 | 0 | 4772.6827 | 245.5283 | 1520.5421 | 1154.2888 | 0 | 0.76291 | 2089.6744 | 307.5204 | 521.9449 | 2118.4565 | 0 | 6.4225 | 0.0058992 | 0 | 2.3889 | 0 | 0 | 1645.8867 | 0 | 0 | 0 | 14386.1052 | 186 | 17 | Spring
2018-07-05 18:00 | 0 | 4700.2575 | 297.0757 | 1588.5442 | 1149.3543 | 0 | 0.3305 | 1654.453 | 282.7839 | 502.4003 | 1925.4346 | 0 | 4.8359 | 0.0058847 | 0 | 1.7988 | 0 | 0 | 1603.9138 | 0 | 0 | 0 | 13711.1883 | 186 | 18 | Spring
2018-07-05 19:00 | 0 | 4360.8897 | 376.3662 | 1544.3871 | 1112.1247 | 0 | 0.42806 | 1432.7754 | 262.2751 | 467.1107 | 1842.2009 | 0 | 2.5963 | 0.0059299 | 0 | 0.96571 | 0 | 0 | 1593.8062 | 0 | 0 | 0 | 12995.9322 | 186 | 19 | Spring
2018-07-05 20:00 | 0 | 3832.659 | 492.3428 | 1425.6519 | 1061.6054 | 0 | 0.69133 | 1158.9957 | 344.9279 | 390.9037 | 1749.5825 | 0 | 2.0495 | 0.0058362 | 0 | 0.76231 | 0 | 0 | 1622.3314 | 0 | 0 | 0 | 12082.5092 | 186 | 20 | Spring
2018-07-05 21:00 | 0.072112 | 3402.4849 | 559.487 | 1321.5596 | 1014.9724 | 0 | 1.0155 | 864.145 | 376.7887 | 314.0244 | 1661.3123 | 0 | 1.5665 | 0.0057636 | 0 | 0.58267 | 0 | 0 | 1616.3857 | 0 | 0 | 0 | 11134.4025 | 186 | 21 | Spring
2018-07-05 22:00 | 0.050315 | 3054.2929 | 334.7688 | 1173.662 | 911.0705 | 0 | 0.49057 | 746.2391 | 323.4504 | 258.7093 | 1598.3722 | 0 | 1.0439 | 0.0056376 | 0 | 0.38831 | 0 | 0 | 1599.4173 | 0 | 0 | 0 | 10001.9612 | 186 | 22 | Spring
2018-07-05 23:00 | 0 | 2717.5073 | 130.5445 | 900.807 | 872.1039 | 0 | 0.65127 | 654.0957 | 289.0378 | 223.1195 | 1552.152 | 0 | 0.75352 | 0.0058175 | 0 | 0.28028 | 0 | 0 | 1584.5774 | 0 | 0 | 0 | 8925.636 | 186 | 23 | Spring
2018-07-06 | 0.0049168 | 2448.2473 | 83.4575 | 632.3606 | 863.9245 | 0 | 0.54296 | 534.1602 | 271.5083 | 188.6638 | 1481.7736 | 0 | 0.42479 | 0.0058512 | 0 | 0.158 | 0 | 0 | 1603.6199 | 0 | 0 | 0 | 8108.8524 | 187 | 0 | Summer Peak
2018-07-06 01:00 | 0.01557 | 2228.998 | 76.0334 | 509.0663 | 858.2537 | 0 | 0.17749 | 465.0283 | 260.674 | 168.9308 | 1458.9024 | 0 | 0.27274 | 0.0066225 | 0 | 0.10145 | 0 | 0 | 1611.0563 | 0 | 0 | 0 | 7637.5171 | 187 | 1 | Summer Peak
2018-07-06 02:00 | 0.39154 | 2019.225 | 74.3718 | 451.8835 | 854.3407 | 0 | 0.23738 | 460.4938 | 257.5285 | 160.0894 | 1426.379 | 0 | 0.12999 | 0.0065426 | 0 | 0.048353 | 0 | 0 | 1654.4268 | 0 | 0 | 0 | 7359.5521 | 187 | 2 | Summer Peak
2018-07-06 03:00 | 0.3427 | 1845.5711 | 74.3718 | 453.9524 | 856.3124 | 0 | 0.29936 | 481.4628 | 258.4011 | 161.4401 | 1392.336 | 0 | 0.17044 | 0.0065022 | 0 | 0.063395 | 0 | 0 | 1668.1106 | 0 | 0 | 0 | 7192.8406 | 187 | 3 | Summer Peak
2018-07-06 04:00 | 1.1109 | 1661.6743 | 74.4756 | 510.1196 | 869.9787 | 0 | 0.6159 | 517.7473 | 268.2158 | 189.281 | 1395.3162 | 0 | 0.094037 | 0.0064622 | 0 | 0.034978 | 0 | 0 | 1720.4953 | 0 | 0 | 0 | 7209.1659 | 187 | 4 | Summer Peak
2018-07-06 05:00 | 1.1702 | 1505.8058 | 84.721 | 732.9904 | 883.8199 | 0 | 0.93611 | 656.0497 | 274.1222 | 230.7647 | 1453.3729 | 0 | 0.3851 | 0.0064759 | 0 | 0.14324 | 0 | 0 | 1807.4084 | 0 | 0 | 0 | 7631.6961 | 187 | 5 | Summer Peak
2018-07-06 06:00 | 0.99253 | 1496.7177 | 167.6178 | 1065.7407 | 904.2572 | 0 | 2.4724 | 823.5472 | 184.022 | 359.2756 | 1759.6966 | 0 | 1.0176 | 0.0065128 | 0 | 0.3785 | 0 | 0 | 1834.3726 | 0 | 0 | 0 | 8600.115 | 187 | 6 | Summer Peak
2018-07-06 07:00 | 0.98401 | 1734.2903 | 228.7929 | 1190.0149 | 946.7548 | 0 | 4.9133 | 1190.1476 | 258.055 | 414.8082 | 1992.2567 | 0 | 1.9184 | 0.0055532 | 0 | 0.71356 | 0 | 0 | 1941.3244 | 0 | 0 | 0 | 9904.9796 | 187 | 7 | Summer Peak
2018-07-06 08:00 | 0.45087 | 2132.2271 | 218.4997 | 1205.8832 | 983.6384 | 0 | 2.779 | 1623.0337 | 344.796 | 551.0687 | 2228.2404 | 0 | 2.1047 | 0.0056342 | 0 | 0.78284 | 0 | 0 | 2043.7032 | 0 | 0 | 0 | 11337.2135 | 187 | 8 | Summer Peak
2018-07-06 09:00 | 0.61935 | 2589.0956 | 204.9227 | 1274.7927 | 1005.6147 | 0 | 1.9777 | 1976.2898 | 400.6845 | 614.5481 | 2435.0128 | 0 | 1.9462 | 0.0056009 | 0 | 0.72392 | 0 | 0 | 2116.031 | 0 | 0 | 0 | 12622.2646 | 187 | 9 | Summer Peak
2018-07-06 10:00 | 0.41612 | 3041.6769 | 193.2285 | 1294.8382 | 1006.3461 | 0 | 1.1719 | 2271.1326 | 428.1673 | 654.8424 | 2596.2982 | 0 | 2.2081 | 0.0056778 | 0 | 0.82133 | 0 | 0 | 2112.0947 | 0 | 0 | 0 | 13603.248 | 187 | 10 | Summer Peak
2018-07-06 11:00 | 0.236 | 3467.7193 | 178.527 | 1244.0742 | 1008.7468 | 0 | 0.66595 | 2485.3118 | 437.4452 | 668.5405 | 2646.0735 | 0 | 2.7402 | 0.0064406 | 0 | 1.0192 | 0 | 0 | 2158.0657 | 0 | 0 | 0 | 14299.1717 | 187 | 11 | Summer Peak
2018-07-06 12:00 | 0.36155 | 3905.5965 | 171.7635 | 1224.4234 | 1016.1723 | 0 | 0.47337 | 2604.5777 | 435.2305 | 658.1318 | 2624.9418 | 0 | 3.1016 | 0.0064258 | 0 | 1.1537 | 0 | 0 | 2152.3678 | 0 | 0 | 0 | 14798.3019 | 187 | 12 | Summer Peak
2018-07-06 13:00 | 0 | 4294.9952 | 166.0404 | 1113.3064 | 988.2383 | 0 | 0.44694 | 2641.4613 | 423.7805 | 646.3359 | 2548.2454 | 0 | 3.1169 | 0.005676 | 0 | 1.1594 | 0 | 0 | 2136.5452 | 0 | 0 | 0 | 14963.6773 | 187 | 13 | Summer Peak
2018-07-06 14:00 | 0.021306 | 4605.2497 | 167.2698 | 1094.4372 | 977.5047 | 0 | 0.44185 | 2620.0275 | 400.2922 | 627.0797 | 2417.9019 | 0 | 3.4415 | 0.005669 | 0 | 1.2801 | 0 | 0 | 2071.4637 | 0 | 0 | 0 | 14986.4168 | 187 | 14 | Summer Peak
2018-07-06 15:00 | 0 | 4879.4395 | 180.4363 | 1161.5767 | 1013.746 | 0 | 0.66241 | 2552.9869 | 369.5001 | 623.1285 | 2291.9009 | 0 | 4.5484 | 0.0056864 | 0 | 1.6918 | 0 | 0 | 1976.6579 | 0 | 0 | 0 | 15056.2812 | 187 | 15 | Summer Peak
2018-07-06 16:00 | 0 | 5083.7738 | 206.1801 | 1325.0004 | 1085.757 | 0 | 0.73068 | 2403.0454 | 338.7655 | 534.5721 | 2196.5733 | 0 | 5.7953 | 0.0057705 | 0 | 2.1556 | 0 | 0 | 1851.7131 | 0 | 0 | 0 | 15034.0681 | 187 | 16 | Summer Peak
2018-07-06 17:00 | 0 | 5103.7938 | 247.7536 | 1491.288 | 1155.6604 | 0 | 0.71947 | 2195.4738 | 307.5341 | 522.9313 | 2121.0771 | 0 | 6.6551 | 0.0057773 | 0 | 2.4754 | 0 | 0 | 1705.4297 | 0 | 0 | 0 | 14860.7977 | 187 | 17 | Summer Peak
2018-07-06 18:00 | 0 | 4959.5893 | 296.9737 | 1523.2345 | 1148.9996 | 0 | 0.32945 | 1715.4363 | 282.7983 | 505.2644 | 1918.4104 | 0 | 5.1247 | 0.0057709 | 0 | 1.9062 | 0 | 0 | 1699.7803 | 0 | 0 | 0 | 14057.853 | 187 | 18 | Summer Peak
2018-07-06 19:00 | 0 | 4603.8141 | 373.9221 | 1504.3184 | 1109.8599 | 0 | 0.53711 | 1473.6777 | 262.2704 | 471.0069 | 1827.9527 | 0 | 2.7999 | 0.0058645 | 0 | 1.0415 | 0 | 0 | 1718.9577 | 0 | 0 | 0 | 13350.1643 | 187 | 19 | Summer Peak
2018-07-06 20:00 | 0.036548 | 4064.1925 | 490.9465 | 1437.0257 | 1060.8193 | 0 | 0.81165 | 1192.6233 | 344.9016 | 392.5835 | 1732.5348 | 0 | 2.2204 | 0.0058073 | 0 | 0.82589 | 0 | 0 | 1757.4698 | 0 | 0 | 0 | 12476.9974 | 187 | 20 | Summer Peak
2018-07-06 21:00 | 0 | 3628.2792 | 554.1339 | 1361.2303 | 1014.0547 | 0 | 1.0249 | 898.1641 | 376.7066 | 317.6102 | 1645.6322 | 0 | 1.685 | 0.0057948 | 0 | 0.62674 | 0 | 0 | 1738.5577 | 0 | 0 | 0 | 11537.7112 | 187 | 21 | Summer Peak
2018-07-06 22:00 | 0.0026223 | 3249.129 | 330.3608 | 1200.5315 | 910.5851 | 0 | 0.40906 | 782.2941 | 323.2668 | 259.8598 | 1589.6138 | 0 | 1.1107 | 0.0058531 | 0 | 0.41313 | 0 | 0 | 1702.5688 | 0 | 0 | 0 | 10350.1509 | 187 | 22 | Summer Peak
2018-07-06 23:00 | 0 | 2920.9972 | 129.2869 | 878.986 | 872.1257 | 0 | 0.60163 | 696.9407 | 288.7158 | 225.8108 | 1552.7008 | 0 | 0.79399 | 0.0058645 | 0 | 0.29533 | 0 | 0 | 1669.7211 | 0 | 0 | 0 | 9236.9817 | 187 | 23 | Summer Peak
2018-07-07 | 0 | 2668.1688 | 82.9157 | 651.5558 | 864.1731 | 0 | 0.66368 | 580.9242 | 271.0542 | 189.6609 | 1488.2348 | 0 | 0.44128 | 0.0065522 | 0 | 0.16414 | 0 | 0 | 1665.2273 | 0 | 0 | 0 | 8463.1904 | 188 | 0 | Spring
2018-07-07 01:00 | 0.011145 | 2427.2888 | 75.8924 | 498.67 | 858.645 | 0 | 0.79999 | 568.6714 | 257.5727 | 162.4051 | 1554.5041 | 0 | 0.28304 | 0.0065324 | 0 | 0.10528 | 0 | 0 | 1671.8283 | 0 | 0 | 0 | 8076.6838 | 188 | 1 | Spring
2018-07-07 02:00 | 0.43218 | 2182.0471 | 74.1733 | 455.0752 | 854.2124 | 0 | 0.23899 | 537.3149 | 252.563 | 160.9121 | 1528.6256 | 0 | 0.13439 | 0.0065043 | 0 | 0.049988 | 0 | 0 | 1718.8752 | 0 | 0 | 0 | 7764.6608 | 188 | 2 | Spring
2018-07-07 03:00 | 0.57526 | 1994.4115 | 74.1733 | 438.6688 | 856.1493 | 0 | 0.33938 | 541.4269 | 249.2908 | 174.6582 | 1495.7777 | 0 | 0.17592 | 0.0064474 | 0 | 0.065433 | 0 | 0 | 1722.226 | 0 | 0 | 0 | 7547.9449 | 188 | 3 | Spring
2018-07-07 04:00 | 1.5289 | 1798.2532 | 74.4402 | 441.6537 | 872.5695 | 0 | 0.52821 | 557.0778 | 251.6406 | 188.2499 | 1449.2601 | 0 | 0.095617 | 0.0062313 | 0 | 0.035566 | 0 | 0 | 1753.0847 | 0 | 0 | 0 | 7388.4244 | 188 | 4 | Spring
2018-07-07 05:00 | 2.0937 | 1661.0352 | 80.4827 | 515.3825 | 891.4423 | 0 | 0.85818 | 629.679 | 235.4315 | 211.627 | 1396.6768 | 0 | 0.39123 | 0.0061814 | 0 | 0.14552 | 0 | 0 | 1835.4611 | 0 | 0 | 0 | 7460.713 | 188 | 5 | Spring
2018-07-07 06:00 | 2.4505 | 1641.6339 | 117.7397 | 692.2064 | 905.0104 | 0 | 2.4733 | 711.3125 | 110.0713 | 261.836 | 1505.3021 | 0 | 1.0356 | 0.0061887 | 0 | 0.38522 | 0 | 0 | 1865.7542 | 0 | 0 | 0 | 7817.2173 | 188 | 6 | Spring
2018-07-07 07:00 | 1.4067 | 1815.6463 | 183.2114 | 987.7865 | 933.2977 | 0 | 5.9881 | 963.0727 | 145.2604 | 297.8513 | 1485.9612 | 0 | 1.954 | 0.0061782 | 0 | 0.72679 | 0 | 0 | 1977.0088 | 0 | 0 | 0 | 8799.178 | 188 | 7 | Spring
2018-07-07 08:00 | 0.47578 | 2173.7671 | 234.2382 | 1279.5432 | 986.953 | 0 | 3.4248 | 1186.0565 | 190.2328 | 412.2585 | 1458.7875 | 0 | 2.1314 | 0.0062344 | 0 | 0.79278 | 0 | 0 | 2069.3544 | 0 | 0 | 0 | 9998.0223 | 188 | 8 | Spring
2018-07-07 09:00 | 0.55756 | 2580.7811 | 248.9751 | 1398.503 | 1017.4568 | 0 | 2.5413 | 1472.9325 | 216.1134 | 464.0956 | 1470.1517 | 0 | 1.9843 | 0.0062696 | 0 | 0.73809 | 0 | 0 | 2157.3741 | 0 | 0 | 0 | 11032.2108 | 188 | 9 | Spring
2018-07-07 10:00 | 0.30681 | 2962.1095 | 242.7168 | 1411.836 | 1020.6284 | 0 | 1.785 | 1732.1369 | 229.4304 | 496.9561 | 1531.9523 | 0 | 2.2464 | 0.00637 | 0 | 0.83556 | 0 | 0 | 2148.7638 | 0 | 0 | 0 | 11781.7103 | 188 | 10 | Spring
2018-07-07 11:00 | 0.18274 | 3335.6144 | 223.7992 | 1374.2401 | 1025.3942 | 0 | 1.312 | 1922.7278 | 236.1191 | 533.8869 | 1572.4347 | 0 | 2.778 | 0.006352 | 0 | 1.0333 | 0 | 0 | 2187.9912 | 0 | 0 | 0 | 12417.5199 | 188 | 11 | Spring
2018-07-07 12:00 | 0.17766 | 3758.9716 | 212.5267 | 1454.764 | 1033.352 | 0 | 1.0043 | 2102.9941 | 237.7543 | 548.7073 | 1596.6214 | 0 | 3.1476 | 0.0064041 | 0 | 1.1708 | 0 | 0 | 2184.0719 | 0 | 0 | 0 | 13135.27 | 188 | 12 | Spring
2018-07-07 13:00 | 0 | 4163.3731 | 206.3698 | 1375.5454 | 1006.1263 | 0 | 0.91635 | 2179.2632 | 237.1653 | 567.4564 | 1608.9231 | 0 | 3.1269 | 0.0063765 | 0 | 1.1631 | 0 | 0 | 2143.4488 | 0 | 0 | 0 | 13492.8841 | 188 | 13 | Spring
2018-07-07 14:00 | 0.028845 | 4444.264 | 209.8425 | 1261.7948 | 995.7626 | 0 | 0.90312 | 2164.0701 | 233.5585 | 568.306 | 1630.3994 | 0 | 3.4511 | 0.0056848 | 0 | 1.2837 | 0 | 0 | 2077.3129 | 0 | 0 | 0 | 13590.9832 | 188 | 14 | Spring
2018-07-07 15:00 | 0.027206 | 4689.8083 | 219.1526 | 1322.0382 | 1033.8971 | 0 | 0.83271 | 2151.5218 | 228.5869 | 561.2293 | 1677.8935 | 0 | 4.5394 | 0.0057309 | 0 | 1.6885 | 0 | 0 | 1972.76 | 0 | 0 | 0 | 13863.9811 | 188 | 15 | Spring
2018-07-07 16:00 | 0 | 4851.6808 | 238.1202 | 1429.312 | 1107.2811 | 0 | 0.8117 | 2069.5482 | 224.7818 | 475.3389 | 1739.4038 | 0 | 5.7574 | 0.0057423 | 0 | 2.1415 | 0 | 0 | 1839.8275 | 0 | 0 | 0 | 13984.0107 | 188 | 16 | Spring
2018-07-07 17:00 | 0 | 4882.6977 | 269.7204 | 1540.8587 | 1175.797 | 0 | 0.88763 | 1930.5303 | 222.6411 | 463.5816 | 1799.5126 | 0 | 6.6202 | 0.0058661 | 0 | 2.4624 | 0 | 0 | 1696.482 | 0 | 0 | 0 | 13991.7977 | 188 | 17 | Spring
2018-07-07 18:00 | 0 | 4772.7309 | 312.9434 | 1569.9224 | 1164.2843 | 0 | 0.40793 | 1575.565 | 221.7134 | 439.4003 | 1703.4896 | 0 | 5.0862 | 0.005893 | 0 | 1.8918 | 0 | 0 | 1686.856 | 0 | 0 | 0 | 13454.297 | 188 | 18 | Spring
2018-07-07 19:00 | 0 | 4440.812 | 391.8583 | 1500.2255 | 1122.4093 | 0 | 0.56867 | 1376.4828 | 221.456 | 401.9452 | 1691.7697 | 0 | 2.7539 | 0.0058523 | 0 | 1.0243 | 0 | 0 | 1690.4384 | 0 | 0 | 0 | 12841.7499 | 188 | 19 | Spring
2018-07-07 20:00 | 0.027698 | 3963.1925 | 512.3847 | 1409.3409 | 1068.9223 | 0 | 0.8348 | 1140.3112 | 317.8715 | 353.0336 | 1672.4666 | 0 | 2.1942 | 0.0058341 | 0 | 0.81616 | 0 | 0 | 1737.2277 | 0 | 0 | 0 | 12178.6297 | 188 | 20 | Spring
2018-07-07 21:00 | 0.020978 | 3576.027 | 584.9406 | 1394.1708 | 1020.7791 | 0 | 1.1303 | 946.0867 | 357.8307 | 306.8274 | 1628.8623 | 0 | 1.682 | 0.0058961 | 0 | 0.62565 | 0 | 0 | 1735.5643 | 0 | 0 | 0 | 11554.5538 | 188 | 21 | Spring
2018-07-07 22:00 | 0.029501 | 3228.162 | 366.0601 | 1182.133 | 914.7778 | 0 | 0.53356 | 801.7878 | 310.0988 | 245.4607 | 1574.5126 | 0 | 1.1152 | 0.0059052 | 0 | 0.41482 | 0 | 0 | 1708.4547 | 0 | 0 | 0 | 10333.5466 | 188 | 22 | Spring
2018-07-07 23:00 | 0 | 2909.2147 | 141.9562 | 911.4987 | 870.6334 | 0 | 0.51523 | 687.4567 | 277.2913 | 200.6462 | 1537.2268 | 0 | 0.80802 | 0.0061076 | 0 | 0.30055 | 0 | 0 | 1699.8504 | 0 | 0 | 0 | 9237.4042 | 188 | 23 | Spring
2018-07-08 | 0 | 2606.5601 | 85.993 | 675.2877 | 862.4046 | 0 | 0.67413 | 584.6986 | 264.1304 | 171.0927 | 1543.9823 | 0 | 1.0949 | 0.0069496 | 0 | 0.40726 | 0 | 0 | 1244.8981 | 0 | 0 | 0 | 8041.2308 | 189 | 0 | Summer
2018-07-08 01:00 | 0.014095 | 2351.7804 | 76.5182 | 512.121 | 856.4846 | 0 | 0.76148 | 477.4174 | 249.3002 | 162.5525 | 1433.9839 | 0 | 0.4439 | 0.006862 | 0 | 0.16511 | 0 | 0 | 1274.6598 | 0 | 0 | 0 | 7396.2094 | 189 | 1 | Summer
2018-07-08 02:00 | 0.33713 | 2135.3092 | 74.1733 | 445.0591 | 853.3431 | 0 | 0.76629 | 466.0968 | 244.8259 | 164.7696 | 1428.4635 | 0 | 0.38069 | 0.0076204 | 0 | 0.1416 | 0 | 0 | 1226.935 | 0 | 0 | 0 | 7040.6088 | 189 | 2 | Summer
2018-07-08 03:00 | 0.36892 | 1940.951 | 74.1733 | 431.5505 | 855.7386 | 0 | 1.037 | 457.7997 | 240.3942 | 175.9311 | 1386.337 | 0 | 0.27508 | 0.0074887 | 0 | 0.10232 | 0 | 0 | 1193.1564 | 0 | 0 | 0 | 6757.8225 | 189 | 3 | Summer
2018-07-08 04:00 | 1.2138 | 1723.5343 | 74.4388 | 452.2742 | 872.7437 | 0 | 0.57869 | 446.4985 | 245.2132 | 191.2271 | 1354.223 | 0 | 0.053161 | 0.0088545 | 0 | 0.019774 | 0 | 0 | 1196.9567 | 0 | 0 | 0 | 6558.9837 | 189 | 4 | Summer
2018-07-08 05:00 | 1.4264 | 1553.8385 | 80.218 | 508.4264 | 891.8568 | 0 | 0.91894 | 506.1281 | 232.628 | 217.8891 | 1320.3145 | 0 | 0.16315 | 0.0090753 | 0 | 0.060687 | 0 | 0 | 1199.6257 | 0 | 0 | 0 | 6513.5032 | 189 | 5 | Summer
2018-07-08 06:00 | 1.5314 | 1505.8683 | 116.3077 | 680.9872 | 905.0529 | 0 | 2.5359 | 539.8697 | 104.5514 | 260.4931 | 1265.2896 | 0 | 0.34705 | 0.007617 | 0 | 0.12909 | 0 | 0 | 1198.506 | 0 | 0 | 0 | 6581.477 | 189 | 6 | Summer
2018-07-08 07:00 | 1.4296 | 1660.2521 | 181.7937 | 989.144 | 933.0526 | 0 | 6.8356 | 730.4455 | 122.4289 | 289.9132 | 1235.7193 | 0 | 0.60507 | 0.0076693 | 0 | 0.22506 | 0 | 0 | 1185.698 | 0 | 0 | 0 | 7337.5504 | 189 | 7 | Summer
2018-07-08 08:00 | 0.70392 | 2016.9849 | 233.3273 | 1261.3316 | 986.867 | 0 | 4.4005 | 887.5015 | 141.5982 | 402.639 | 1274.5439 | 0 | 1.1393 | 0.0069631 | 0 | 0.42376 | 0 | 0 | 1176.7714 | 0 | 0 | 0 | 8388.2391 | 189 | 8 | Summer
2018-07-08 09:00 | 0.77685 | 2420.5496 | 248.6058 | 1362.9153 | 1017.8222 | 0 | 3.5356 | 1093.4487 | 161.0525 | 438.0849 | 1292.3003 | 0 | 2.005 | 0.0069798 | 0 | 0.74578 | 0 | 0 | 1171.2749 | 0 | 0 | 0 | 9213.1244 | 189 | 9 | Summer
2018-07-08 10:00 | 0.44939 | 2806.3959 | 243.2605 | 1360.694 | 1020.9512 | 0 | 2.771 | 1300.2149 | 179.0733 | 463.4915 | 1307.9755 | 0 | 2.6732 | 0.0069693 | 0 | 0.99433 | 0 | 0 | 1147.3089 | 0 | 0 | 0 | 9836.2606 | 189 | 10 | Summer
2018-07-08 11:00 | 0.19274 | 3187.4306 | 223.9782 | 1393.9613 | 1025.2843 | 0 | 2.2801 | 1484.355 | 193.0188 | 492.8835 | 1336.1135 | 0 | 3.4221 | 0.0068592 | 0 | 1.2729 | 0 | 0 | 1161.377 | 0 | 0 | 0 | 10505.5769 | 189 | 11 | Summer
2018-07-08 12:00 | 0.19831 | 3528.779 | 213.3632 | 1429.3268 | 1034.3544 | 0 | 2.0575 | 1601.611 | 201.1859 | 508.3284 | 1389.5217 | 0 | 4.2024 | 0.0067573 | 0 | 1.5631 | 0 | 0 | 1132.1743 | 0 | 0 | 0 | 11046.6726 | 189 | 12 | Summer
2018-07-08 13:00 | 0 | 3822.399 | 206.8191 | 1361.5014 | 1006.1992 | 0 | 1.4818 | 1656.3276 | 204.7678 | 524.3974 | 1431.3216 | 0 | 4.2321 | 0.0068113 | 0 | 1.5742 | 0 | 0 | 1112.5157 | 0 | 0 | 0 | 11333.5437 | 189 | 13 | Summer
2018-07-08 14:00 | 0.047693 | 4075.1381 | 209.5532 | 1270.9165 | 995.8877 | 0 | 1.4156 | 1655.0431 | 202.6548 | 528.4461 | 1476.7756 | 0 | 4.1812 | 0.0068632 | 0 | 1.5552 | 0 | 0 | 1066.293 | 0 | 0 | 0 | 11487.9148 | 189 | 14 | Summer
2018-07-08 15:00 | 0 | 4380.6917 | 218.372 | 1273.7125 | 1033.3979 | 0 | 1.2714 | 1676.1867 | 195.0255 | 532.5689 | 1515.5957 | 0 | 4.2175 | 0.0069318 | 0 | 1.5687 | 0 | 0 | 1006.8869 | 0 | 0 | 0 | 11839.5025 | 189 | 15 | Summer
2018-07-08 16:00 | 0 | 4610.031 | 237.2484 | 1374.3964 | 1105.9838 | 0 | 1.4413 | 1656.8399 | 185.1339 | 452.8024 | 1543.615 | 0 | 4.4931 | 0.0060959 | 0 | 1.6713 | 0 | 0 | 951.0294 | 0 | 0 | 0 | 12124.692 | 189 | 16 | Summer
2018-07-08 17:00 | 0 | 4659.4271 | 266.7516 | 1506.546 | 1174.1558 | 0 | 2.0681 | 1545.8565 | 174.3911 | 444.518 | 1567.1445 | 0 | 3.8873 | 0.006148 | 0 | 1.4459 | 0 | 0 | 883.8503 | 0 | 0 | 0 | 12230.0483 | 189 | 17 | Summer
2018-07-08 18:00 | 0 | 4534.0347 | 310.3766 | 1572.5322 | 1163.7434 | 0 | 0.66043 | 1244.9846 | 163.6487 | 422.8817 | 1577.983 | 0 | 4.592 | 0.006129 | 0 | 1.708 | 0 | 0 | 889.596 | 0 | 0 | 0 | 11886.7474 | 189 | 18 | Summer
2018-07-08 19:00 | 0 | 4123.1056 | 390.0821 | 1519.5465 | 1122.2475 | 0 | 0.8903 | 1073.2062 | 152.3256 | 390.0262 | 1554.2518 | 0 | 4.5524 | 0.0061571 | 0 | 1.6933 | 0 | 0 | 898.9315 | 0 | 0 | 0 | 11230.8652 | 189 | 19 | Summer
2018-07-08 20:00 | 0 | 3587.924 | 512.6884 | 1440.1371 | 1068.7985 | 0 | 1.1713 | 874.4873 | 240.8734 | 345.7645 | 1519.4175 | 0 | 3.9093 | 0.0062434 | 0 | 1.4541 | 0 | 0 | 927.0066 | 0 | 0 | 0 | 10523.6383 | 189 | 20 | Summer
2018-07-08 21:00 | 0.018192 | 3157.5633 | 588.4964 | 1344.2624 | 1021.1583 | 0 | 1.5661 | 744.2693 | 292.6365 | 302.001 | 1470.4934 | 0 | 3.3413 | 0.0063286 | 0 | 1.2428 | 0 | 0 | 952.6654 | 0 | 0 | 0 | 9879.7208 | 189 | 21 | Summer
2018-07-08 22:00 | 0.0019667 | 2793.2355 | 367.7913 | 1127.4924 | 914.904 | 0 | 1.0182 | 663.0134 | 281.5891 | 246.1876 | 1418.4501 | 0 | 2.637 | 0.0063531 | 0 | 0.98085 | 0 | 0 | 997.5996 | 0 | 0 | 0 | 8814.9074 | 189 | 22 | Summer
2018-07-08 23:00 | 0.055723 | 2490.1204 | 142.0885 | 905.7404 | 870.6455 | 0 | 0.9167 | 598.0903 | 269.824 | 201.8723 | 1382.3069 | 0 | 1.8789 | 0.0062058 | 0 | 0.69888 | 0 | 0 | 1105.0888 | 0 | 0 | 0 | 7969.3337 | 189 | 23 | Summer
2018-07-09 | 0.0021306 | 2238.2153 | 85.8092 | 670.2139 | 862.667 | 0 | 0.53609 | 519.5094 | 256.914 | 171.852 | 1411.705 | 0 | 1.056 | 0.0068693 | 0 | 0.39279 | 0 | 0 | 1200.66 | 0 | 0 | 0 | 7419.5397 | 190 | 0 | Summer
2018-07-09 01:00 | 0.028026 | 2020.3594 | 76.4247 | 515.8254 | 857.179 | 0 | 0.26564 | 451.9476 | 260.674 | 169.1422 | 1458.9024 | 0 | 0.43071 | 0.0067902 | 0 | 0.1602 | 0 | 0 | 1237.3385 | 0 | 0 | 0 | 7048.6847 | 190 | 1 | Summer
2018-07-09 02:00 | 0.43808 | 1844.5181 | 74.3718 | 455.7233 | 853.6314 | 0 | 0.31658 | 453.2918 | 257.5285 | 159.6576 | 1426.379 | 0 | 0.36811 | 0.0075183 | 0 | 0.13692 | 0 | 0 | 1187.1565 | 0 | 0 | 0 | 6713.5252 | 190 | 2 | Summer
2018-07-09 03:00 | 0.43087 | 1685.5198 | 74.3718 | 451.1977 | 855.5419 | 0 | 0.36664 | 470.3677 | 258.4011 | 162.3497 | 1392.336 | 0 | 0.27005 | 0.0074443 | 0 | 0.10045 | 0 | 0 | 1170.7645 | 0 | 0 | 0 | 6522.0257 | 190 | 3 | Summer
2018-07-09 04:00 | 1.0991 | 1511.7487 | 74.4793 | 525.2717 | 869.781 | 0 | 0.79356 | 507.4499 | 268.2158 | 186.4683 | 1395.3162 | 0 | 0.051978 | 0.0089091 | 0 | 0.019334 | 0 | 0 | 1173.9879 | 0 | 0 | 0 | 6514.6914 | 190 | 4 | Summer
2018-07-09 05:00 | 1.0599 | 1373.7939 | 84.6897 | 730.8288 | 884.1807 | 0 | 1.0319 | 633.355 | 274.8712 | 230.2238 | 1453.3729 | 0 | 0.15907 | 0.0073506 | 0 | 0.059169 | 0 | 0 | 1168.7723 | 0 | 0 | 0 | 6836.4057 | 190 | 5 | Summer
2018-07-09 06:00 | 0.82995 | 1340.1211 | 167.9676 | 1071.2127 | 904.3167 | 0 | 2.4731 | 782.792 | 184.022 | 357.8678 | 1759.6966 | 0 | 0.33423 | 0.0074785 | 0 | 0.12432 | 0 | 0 | 1155.3872 | 0 | 0 | 0 | 7727.1529 | 190 | 6 | Summer
2018-07-09 07:00 | 1.0274 | 1471.5334 | 230.1084 | 1205.7167 | 946.6421 | 0 | 6.0244 | 1081.6057 | 258.055 | 413.6922 | 1992.2567 | 0 | 0.57714 | 0.0069363 | 0 | 0.21467 | 0 | 0 | 1129.9884 | 0 | 0 | 0 | 8737.4492 | 190 | 7 | Summer
2018-07-09 08:00 | 0.43907 | 1631.6108 | 220.3332 | 1239.2388 | 983.7393 | 0 | 3.5207 | 1364.7134 | 344.796 | 548.4248 | 2228.2404 | 0 | 1.104 | 0.0070115 | 0 | 0.41065 | 0 | 0 | 1139.9278 | 0 | 0 | 0 | 9706.506 | 190 | 8 | Summer
2018-07-09 09:00 | 0.8488 | 1852.1325 | 205.9284 | 1245.871 | 1005.4515 | 0 | 1.898 | 1596.5048 | 400.6845 | 609.7502 | 2435.0128 | 0 | 1.9044 | 0.0070361 | 0 | 0.70834 | 0 | 0 | 1112.5515 | 0 | 0 | 0 | 10469.2537 | 190 | 9 | Summer
2018-07-09 10:00 | 0.36368 | 2131.3031 | 194.9568 | 1260.7805 | 1006.5127 | 0 | 2.4657 | 1807.2702 | 428.1673 | 649.1155 | 2596.2982 | 0 | 2.5434 | 0.0071499 | 0 | 0.94605 | 0 | 0 | 1091.5327 | 0 | 0 | 0 | 11172.263 | 190 | 10 | Summer
2018-07-09 11:00 | 0.31058 | 2470.0743 | 180.8008 | 1258.8709 | 1009.1309 | 0 | 1.649 | 2016.6056 | 437.4452 | 663.6486 | 2646.0735 | 0 | 3.2566 | 0.0069825 | 0 | 1.2113 | 0 | 0 | 1105.2792 | 0 | 0 | 0 | 11794.3635 | 190 | 11 | Summer
2018-07-09 12:00 | 0.40416 | 2854.8619 | 172.2844 | 1213.7061 | 1016.1816 | 0 | 1.313 | 2160.3866 | 435.2305 | 652.0572 | 2624.9418 | 0 | 3.9783 | 0.0067983 | 0 | 1.4798 | 0 | 0 | 1071.7917 | 0 | 0 | 0 | 12208.6238 | 190 | 12 | Summer
2018-07-09 13:00 | 0 | 3232.0673 | 165.6548 | 1087.9403 | 987.9254 | 0 | 1.1861 | 2208.2941 | 423.7805 | 638.3868 | 2548.2454 | 0 | 4.0303 | 0.00677 | 0 | 1.4991 | 0 | 0 | 1059.4884 | 0 | 0 | 0 | 12358.5052 | 190 | 13 | Summer
2018-07-09 14:00 | 0.041137 | 3588.3945 | 165.9232 | 1095.2846 | 977.1812 | 0 | 1.0808 | 2205.9559 | 400.2922 | 620.606 | 2417.9019 | 0 | 4.0264 | 0.0066366 | 0 | 1.4976 | 0 | 0 | 1026.8111 | 0 | 0 | 0 | 12505.0033 | 190 | 14 | Summer
2018-07-09 15:00 | 0.055232 | 3907.8408 | 178.8529 | 1145.8365 | 1012.6474 | 0 | 1.3278 | 2157.5181 | 369.5001 | 616.4578 | 2291.9009 | 0 | 4.0983 | 0.0065181 | 0 | 1.5244 | 0 | 0 | 978.4675 | 0 | 0 | 0 | 12666.0344 | 190 | 15 | Summer
2018-07-09 16:00 | 0 | 4044.8718 | 204.308 | 1328.3478 | 1084.3667 | 0 | 1.4658 | 2021.678 | 338.7655 | 529.7747 | 2196.5733 | 0 | 4.4287 | 0.0064384 | 0 | 1.6473 | 0 | 0 | 937.3756 | 0 | 0 | 0 | 12693.6095 | 190 | 16 | Summer
2018-07-09 17:00 | 0 | 4059.0187 | 246.9895 | 1526.7695 | 1154.6825 | 0 | 1.6149 | 1830.4976 | 307.5341 | 517.4622 | 2121.0771 | 0 | 3.9334 | 0.0055874 | 0 | 1.4631 | 0 | 0 | 894.4167 | 0 | 0 | 0 | 12665.4649 | 190 | 17 | Summer
2018-07-09 18:00 | 0.032942 | 3907.4143 | 297.5033 | 1578.6042 | 1149.9647 | 0 | 0.52136 | 1415.0106 | 282.7983 | 498.1268 | 1918.4104 | 0 | 4.6254 | 0.0055493 | 0 | 1.7204 | 0 | 0 | 895.9621 | 0 | 0 | 0 | 11950.7002 | 190 | 18 | Summer
2018-07-09 19:00 | 0 | 3589.054 | 377.2136 | 1534.4294 | 1112.4735 | 0 | 0.70432 | 1222.9547 | 262.2704 | 463.7869 | 1827.9527 | 0 | 4.6976 | 0.0063028 | 0 | 1.7473 | 0 | 0 | 927.6017 | 0 | 0 | 0 | 11324.8924 | 190 | 19 | Summer
2018-07-09 20:00 | 0 | 3124.6825 | 495.853 | 1442.6935 | 1062.7406 | 0 | 0.9979 | 1000.4315 | 345.6914 | 386.3551 | 1732.5348 | 0 | 4.026 | 0.0063067 | 0 | 1.4975 | 0 | 0 | 954.7611 | 0 | 0 | 0 | 10552.2712 | 190 | 20 | Summer
2018-07-09 21:00 | 0.025567 | 2736.5869 | 559.8097 | 1353.0901 | 1015.3402 | 0 | 0.8222 | 745.119 | 376.7066 | 311.4728 | 1645.6322 | 0 | 3.3179 | 0.006334 | 0 | 1.2341 | 0 | 0 | 946.1275 | 0 | 0 | 0 | 9695.291 | 190 | 21 | Summer
2018-07-09 22:00 | 0.21191 | 2432.472 | 332.0385 | 1194.4067 | 910.769 | 0 | 0.15748 | 651.7074 | 323.2668 | 256.7924 | 1589.6138 | 0 | 2.5557 | 0.0064503 | 0 | 0.95061 | 0 | 0 | 966.8598 | 0 | 0 | 0 | 8661.8086 | 190 | 22 | Summer
2018-07-09 23:00 | 0 | 2169.4892 | 131.1368 | 878.3877 | 872.1592 | 0 | 0.21564 | 581.1455 | 288.7158 | 221.9642 | 1552.7008 | 0 | 1.8081 | 0.0064004 | 0 | 0.67255 | 0 | 0 | 1063.6177 | 0 | 0 | 0 | 7762.0196 | 190 | 23 | Summer
2018-07-10 | 0.016061 | 1949.3842 | 83.33 | 657.0613 | 864.1551 | 0 | 0.16463 | 480.342 | 271.0542 | 186.3925 | 1488.2348 | 0 | 0.3943 | 0.0054714 | 0 | 0.14666 | 0 | 0 | 1488.2091 | 0 | 0 | 0 | 7468.8903 | 191 | 0 | Summer
2018-07-10 01:00 | 0.026059 | 1776.8709 | 75.9584 | 524.1295 | 858.6354 | 0 | 0.1764 | 425.8523 | 260.674 | 166.0824 | 1458.9024 | 0 | 0.25857 | 0.0061805 | 0 | 0.096176 | 0 | 0 | 1527.6151 | 0 | 0 | 0 | 7075.2838 | 191 | 1 | Summer
2018-07-10 02:00 | 0.32975 | 1613.9858 | 74.3718 | 434.6645 | 854.423 | 0 | 0.20559 | 425.2865 | 257.5285 | 159.5442 | 1426.379 | 0 | 0.12478 | 0.0061363 | 0 | 0.046415 | 0 | 0 | 1589.8692 | 0 | 0 | 0 | 6836.7651 | 191 | 2 | Summer
2018-07-10 03:00 | 0.3468 | 1486.8796 | 74.3718 | 444.5287 | 856.3805 | 0 | 0.2373 | 446.924 | 258.4011 | 161.6338 | 1392.336 | 0 | 0.16584 | 0.0060885 | 0 | 0.061685 | 0 | 0 | 1624.8657 | 0 | 0 | 0 | 6747.139 | 191 | 3 | Summer
2018-07-10 04:00 | 1.1831 | 1356.0283 | 74.4836 | 501.9696 | 869.7015 | 0 | 0.58039 | 489.452 | 268.2158 | 186.1648 | 1395.3162 | 0 | 0.093213 | 0.0060379 | 0 | 0.034672 | 0 | 0 | 1707.6231 | 0 | 0 | 0 | 6850.8521 | 191 | 4 | Summer
2018-07-10 05:00 | 0.98827 | 1261.4209 | 84.5627 | 711.7031 | 884.1811 | 0 | 0.75629 | 629.1559 | 275.5511 | 228.6436 | 1453.3729 | 0 | 0.38424 | 0.0067357 | 0 | 0.14292 | 0 | 0 | 1802.087 | 0 | 0 | 0 | 7332.9569 | 191 | 5 | Summer
2018-07-10 06:00 | 0.87322 | 1201.6688 | 165.3151 | 1030.9162 | 904.3637 | 0 | 2.4751 | 754.485 | 184.022 | 356.5945 | 1759.6966 | 0 | 1.0039 | 0.0058731 | 0 | 0.37342 | 0 | 0 | 1808.7974 | 0 | 0 | 0 | 8170.5908 | 191 | 6 | Summer
2018-07-10 07:00 | 1.0083 | 1197.82 | 227.5894 | 1182.4847 | 946.2394 | 0 | 5.8702 | 963.0232 | 258.055 | 409.7413 | 1992.2567 | 0 | 1.8438 | 0.0059313 | 0 | 0.68581 | 0 | 0 | 1865.5565 | 0 | 0 | 0 | 9052.1801 | 191 | 7 | Summer
2018-07-10 08:00 | 0.76898 | 1262.0929 | 220.6136 | 1199.6303 | 983.8088 | 0 | 2.2485 | 1177.9137 | 344.796 | 544.8321 | 2228.2404 | 0 | 1.998 | 0.0052242 | 0 | 0.74318 | 0 | 0 | 1939.8513 | 0 | 0 | 0 | 9907.5429 | 191 | 8 | Summer
2018-07-10 09:00 | 1.0719 | 1407.493 | 205.9228 | 1214.7584 | 1005.4321 | 0 | 2.5271 | 1387.2907 | 400.6845 | 607.147 | 2435.0128 | 0 | 1.8195 | 0.0052484 | 0 | 0.6768 | 0 | 0 | 1977.9388 | 0 | 0 | 0 | 10647.7808 | 191 | 9 | Summer
2018-07-10 10:00 | 0.57329 | 1627.11 | 194.1792 | 1263.0671 | 1006.4982 | 0 | 2.1534 | 1612.8204 | 428.1673 | 645.6737 | 2596.2982 | 0 | 2.0572 | 0.0052574 | 0 | 0.76521 | 0 | 0 | 1967.8708 | 0 | 0 | 0 | 11347.2392 | 191 | 10 | Summer
2018-07-10 11:00 | 0.53773 | 1920.4135 | 180.5 | 1249.4787 | 1009.3386 | 0 | 2.5301 | 1825.802 | 437.4452 | 661.563 | 2646.0735 | 0 | 2.517 | 0.0053056 | 0 | 0.93621 | 0 | 0 | 1982.1907 | 0 | 0 | 0 | 11919.3315 | 191 | 11 | Summer
2018-07-10 12:00 | 0.62344 | 2171.9938 | 173.5642 | 1186.4891 | 1016.3351 | 0 | 1.9564 | 1865.597 | 435.2305 | 647.6902 | 2624.9418 | 0 | 2.8638 | 0.0053517 | 0 | 1.0652 | 0 | 0 | 1987.3035 | 0 | 0 | 0 | 12115.6593 | 191 | 12 | Summer
2018-07-10 13:00 | 0.015898 | 2415.0901 | 167.3309 | 1126.2713 | 988.2863 | 0 | 1.976 | 1876.1467 | 423.7805 | 636.0402 | 2548.2454 | 0 | 2.8948 | 0.0053978 | 0 | 1.0767 | 0 | 0 | 1984.2901 | 0 | 0 | 0 | 12171.4503 | 191 | 13 | Summer
2018-07-10 14:00 | 0.1139 | 2701.248 | 167.2111 | 1066.6855 | 977.2952 | 0 | 1.3781 | 1926.8858 | 400.2922 | 617.5376 | 2417.9019 | 0 | 3.2619 | 0.0054698 | 0 | 1.2133 | 0 | 0 | 1963.6035 | 0 | 0 | 0 | 12244.6336 | 191 | 14 | Summer
2018-07-10 15:00 | 0.066868 | 3050.3133 | 179.2905 | 1135.1724 | 1012.393 | 0 | 1.3366 | 1946.808 | 369.5001 | 613.6461 | 2291.9009 | 0 | 4.4018 | 0.0055068 | 0 | 1.6373 | 0 | 0 | 1912.7094 | 0 | 0 | 0 | 12519.1819 | 191 | 15 | Summer
2018-07-10 16:00 | 0 | 3331.5471 | 203.1174 | 1303.5407 | 1083.535 | 0 | 1.2152 | 1856.0986 | 338.7655 | 528.0948 | 2196.5733 | 0 | 5.6933 | 0.0056062 | 0 | 2.1177 | 0 | 0 | 1819.1775 | 0 | 0 | 0 | 12669.4815 | 191 | 16 | Summer
2018-07-10 17:00 | 0 | 3444.0964 | 246.6021 | 1508.3706 | 1155.6262 | 0 | 1.3065 | 1681.2935 | 307.5341 | 515.2078 | 2121.0771 | 0 | 6.4653 | 0.0056165 | 0 | 2.4048 | 0 | 0 | 1656.8046 | 0 | 0 | 0 | 12646.7947 | 191 | 17 | Summer
2018-07-10 18:00 | 0 | 3405.6227 | 299.2849 | 1563.4898 | 1151.6012 | 0 | 0.53138 | 1301.2927 | 282.7983 | 495.894 | 1918.4104 | 0 | 4.9296 | 0.0056824 | 0 | 1.8336 | 0 | 0 | 1635.0718 | 0 | 0 | 0 | 12060.766 | 191 | 18 | Summer
2018-07-10 19:00 | 0.0096696 | 3195.3417 | 375.5691 | 1517.4511 | 1111.4562 | 0 | 0.7163 | 1124.5356 | 262.2704 | 462.2623 | 1827.9527 | 0 | 2.7175 | 0.0055802 | 0 | 1.0108 | 0 | 0 | 1668.273 | 0 | 0 | 0 | 11549.5719 | 191 | 19 | Summer
2018-07-10 20:00 | 0.0063918 | 2854.8609 | 489.3663 | 1415.9958 | 1061.3548 | 0 | 0.92485 | 935.7803 | 345.6914 | 386.1171 | 1732.5348 | 0 | 2.1648 | 0.0055626 | 0 | 0.80521 | 0 | 0 | 1713.55 | 0 | 0 | 0 | 10939.1582 | 191 | 20 | Summer
2018-07-10 21:00 | 0 | 2568.6312 | 551.3612 | 1339.8351 | 1013.9364 | 0 | 1.1769 | 717.1859 | 376.7066 | 310.369 | 1645.6322 | 0 | 1.6204 | 0.0057023 | 0 | 0.60271 | 0 | 0 | 1671.9679 | 0 | 0 | 0 | 10199.0313 | 191 | 21 | Summer
2018-07-10 22:00 | 0.059001 | 2316.9859 | 329.4129 | 1167.1599 | 910.5903 | 0 | 0.17896 | 629.7346 | 323.2668 | 255.8825 | 1589.6138 | 0 | 1.0479 | 0.0057381 | 0 | 0.38977 | 0 | 0 | 1605.6744 | 0 | 0 | 0 | 9130.0024 | 191 | 22 | Summer
2018-07-10 23:00 | 0 | 2089.9094 | 129.8922 | 873.016 | 872.2653 | 0 | 0.26855 | 564.3732 | 288.7158 | 220.7864 | 1552.7008 | 0 | 0.73872 | 0.0055413 | 0 | 0.27477 | 0 | 0 | 1553.8502 | 0 | 0 | 0 | 8146.7969 | 191 | 23 | Summer
2018-07-11 | 0.049659 | 1922.8379 | 83.0508 | 645.5421 | 864.255 | 0 | 0.35614 | 469.8502 | 271.0542 | 187.3678 | 1488.2348 | 0 | 0.41124 | 0.0063296 | 0 | 0.15296 | 0 | 0 | 1550.7276 | 0 | 0 | 0 | 7483.8968 | 192 | 0 | Summer Peak
2018-07-11 01:00 | 0.04802 | 1778.3178 | 75.9457 | 520.5228 | 858.7256 | 0 | 0.49719 | 414.025 | 260.9403 | 166.6672 | 1458.3492 | 0 | 0.26578 | 0.0061806 | 0 | 0.09886 | 0 | 0 | 1567.3501 | 0 | 0 | 0 | 7101.7598 | 192 | 1 | Summer Peak
2018-07-11 02:00 | 0.62574 | 1602.7426 | 74.3718 | 453.9806 | 854.573 | 0 | 0.72359 | 410.5101 | 257.6641 | 158.7723 | 1428.0943 | 0 | 0.12642 | 0.0061326 | 0 | 0.047024 | 0 | 0 | 1613.7496 | 0 | 0 | 0 | 6855.9872 | 192 | 2 | Summer Peak
2018-07-11 03:00 | 0.76144 | 1467.7828 | 74.3718 | 443.4089 | 856.6595 | 0 | 0.89506 | 433.0147 | 258.3432 | 160.7548 | 1396.0442 | 0 | 0.16659 | 0.0060642 | 0 | 0.061964 | 0 | 0 | 1633.6164 | 0 | 0 | 0 | 6725.8874 | 192 | 3 | Summer Peak
2018-07-11 04:00 | 1.5922 | 1320.736 | 74.47 | 510.8759 | 870.3147 | 0 | 1.3261 | 466.3915 | 267.9967 | 187.0362 | 1398.9961 | 0 | 0.09172 | 0.0059412 | 0 | 0.034116 | 0 | 0 | 1687.4858 | 0 | 0 | 0 | 6787.353 | 192 | 4 | Summer Peak
2018-07-11 05:00 | 1.75 | 1208.8285 | 84.2516 | 721.7224 | 884.0916 | 0 | 1.97 | 597.2815 | 275.3078 | 229.4095 | 1458.3413 | 0 | 0.37881 | 0.0059285 | 0 | 0.1409 | 0 | 0 | 1777.9154 | 0 | 0 | 0 | 7241.3953 | 192 | 5 | Summer Peak
2018-07-11 06:00 | 2.0128 | 1154.5603 | 166.4878 | 1034.6094 | 904.3371 | 0 | 3.8642 | 724.9024 | 182.4105 | 356.1164 | 1765.0205 | 0 | 1.0172 | 0.0060399 | 0 | 0.37837 | 0 | 0 | 1832.757 | 0 | 0 | 0 | 8128.48 | 192 | 6 | Summer Peak
2018-07-11 07:00 | 1.6197 | 1206.3352 | 228.657 | 1201.3619 | 946.7514 | 0 | 6.9652 | 978.2 | 254.76 | 410.5378 | 1996.305 | 0 | 1.8719 | 0.0059291 | 0 | 0.69625 | 0 | 0 | 1894.2831 | 0 | 0 | 0 | 9128.3504 | 192 | 7 | Summer Peak
2018-07-11 08:00 | 0.8565 | 1339.1916 | 220.082 | 1189.5012 | 983.9488 | 0 | 2.2026 | 1251.0309 | 341.2662 | 546.2497 | 2230.7672 | 0 | 2.056 | 0.0059952 | 0 | 0.76477 | 0 | 0 | 1995.9992 | 0 | 0 | 0 | 10103.9226 | 192 | 8 | Summer Peak
2018-07-11 09:00 | 1.022 | 1568.8499 | 206.1621 | 1214.7942 | 1005.866 | 0 | 3.0453 | 1506.1267 | 399.4352 | 607.1311 | 2435.6326 | 0 | 1.8852 | 0.0060068 | 0 | 0.70121 | 0 | 0 | 2049.2891 | 0 | 0 | 0 | 10999.9467 | 192 | 9 | Summer Peak
2018-07-11 10:00 | 0.56494 | 1861.5221 | 193.289 | 1242.936 | 1006.5583 | 0 | 1.8703 | 1738.537 | 427.9004 | 646.7522 | 2595.568 | 0 | 2.1321 | 0.0059921 | 0 | 0.79306 | 0 | 0 | 2039.5912 | 0 | 0 | 0 | 11758.0207 | 192 | 10 | Summer Peak
2018-07-11 11:00 | 0.33844 | 2217.387 | 179.0819 | 1264.1486 | 1009.1326 | 0 | 1.233 | 1951.3322 | 437.4018 | 661.2582 | 2643.1699 | 0 | 2.6257 | 0.0060172 | 0 | 0.97666 | 0 | 0 | 2067.9599 | 0 | 0 | 0 | 12436.0517 | 192 | 11 | Summer Peak
2018-07-11 12:00 | 0.59591 | 2623.4507 | 171.922 | 1226.7595 | 1016.5826 | 0 | 0.76429 | 2094.3336 | 435.2214 | 649.2211 | 2621.3719 | 0 | 2.98 | 0.0060243 | 0 | 1.1085 | 0 | 0 | 2067.8795 | 0 | 0 | 0 | 12912.197 | 192 | 12 | Summer Peak
2018-07-11 13:00 | 0 | 3015.2853 | 166.0515 | 1110.3052 | 988.1536 | 0 | 0.6925 | 2179.639 | 423.7751 | 638.2741 | 2544.7995 | 0 | 3.0149 | 0.0060816 | 0 | 1.1214 | 0 | 0 | 2066.3576 | 0 | 0 | 0 | 13137.4756 | 192 | 13 | Summer Peak
2018-07-11 14:00 | 0.037695 | 3357.866 | 167.7668 | 1063.7557 | 978.0519 | 0 | 0.64689 | 2204.2667 | 400.2933 | 618.3427 | 2413.6314 | 0 | 3.3785 | 0.0061357 | 0 | 1.2567 | 0 | 0 | 2033.6822 | 0 | 0 | 0 | 13242.9826 | 192 | 14 | Summer Peak
2018-07-11 15:00 | 0.091288 | 3671.9181 | 180.4039 | 1152.5314 | 1014.0363 | 0 | 0.76116 | 2154.5719 | 369.5003 | 612.1815 | 2285.2708 | 0 | 4.5063 | 0.0061082 | 0 | 1.6762 | 0 | 0 | 1958.4896 | 0 | 0 | 0 | 13405.9449 | 192 | 15 | Summer Peak
2018-07-11 16:00 | 0 | 3943.4322 | 206.079 | 1315.0873 | 1086.6274 | 0 | 0.71947 | 2040.5196 | 338.7662 | 528.8605 | 2191.4106 | 0 | 5.8143 | 0.005419 | 0 | 2.1627 | 0 | 0 | 1857.8795 | 0 | 0 | 0 | 13517.3641 | 192 | 16 | Summer Peak
2018-07-11 17:00 | 0 | 4026.3533 | 247.4512 | 1543.8262 | 1155.4098 | 0 | 0.66504 | 1858.2903 | 307.5195 | 515.9799 | 2115.9246 | 0 | 6.6895 | 0.005446 | 0 | 2.4882 | 0 | 0 | 1714.2356 | 0 | 0 | 0 | 13494.8384 | 192 | 17 | Summer Peak
2018-07-11 18:00 | 0 | 3890.0106 | 296.3844 | 1582.3833 | 1149.4189 | 0 | 0.38915 | 1429.3788 | 282.785 | 497.1556 | 1915.5289 | 0 | 5.0724 | 0.0054368 | 0 | 1.8867 | 0 | 0 | 1682.2295 | 0 | 0 | 0 | 12732.6287 | 192 | 18 | Summer Peak
2018-07-11 19:00 | 0 | 3548.6186 | 374.5009 | 1510.2605 | 1110.4852 | 0 | 0.52347 | 1209.2854 | 262.2951 | 462.6063 | 1827.6098 | 0 | 2.7823 | 0.0054589 | 0 | 1.0349 | 0 | 0 | 1707.9256 | 0 | 0 | 0 | 12017.9338 | 192 | 19 | Summer Peak
2018-07-11 20:00 | 0 | 3142.7084 | 489.7872 | 1434.7529 | 1061.0191 | 0 | 0.91767 | 992.8335 | 347.0052 | 385.9749 | 1733.5553 | 0 | 2.1868 | 0.0054576 | 0 | 0.81339 | 0 | 0 | 1731.229 | 0 | 0 | 0 | 11322.7888 | 192 | 20 | Summer Peak
2018-07-11 21:00 | 0 | 2668.4373 | 554.0025 | 1336.1337 | 1014.0446 | 0 | 1.1953 | 712.5306 | 379.5439 | 310.2834 | 1647.8363 | 0 | 1.6267 | 0.0055285 | 0 | 0.60505 | 0 | 0 | 1678.7743 | 0 | 0 | 0 | 10305.0191 | 192 | 21 | Summer Peak
2018-07-11 22:00 | 0.07539 | 2299.9328 | 331.5056 | 1194.2913 | 910.7179 | 0 | 0.61501 | 598.5518 | 326.9914 | 254.8206 | 1591.1189 | 0 | 1.0558 | 0.005679 | 0 | 0.39273 | 0 | 0 | 1617.7102 | 0 | 0 | 0 | 9127.7852 | 192 | 22 | Summer Peak
2018-07-11 23:00 | 0 | 2028.2312 | 130.0691 | 855.951 | 872.0189 | 0 | 0.53947 | 528.2754 | 290.7229 | 220.137 | 1553.4075 | 0 | 0.75457 | 0.0056625 | 0 | 0.28067 | 0 | 0 | 1587.2155 | 0 | 0 | 0 | 8067.6089 | 192 | 23 | Summer Peak
2018-07-12 | 0.090796 | 1781.0566 | 83.1099 | 645.1681 | 864.0044 | 0 | 0.51469 | 428.1429 | 271.9062 | 185.2933 | 1487.2011 | 0 | 0.41464 | 0.0063683 | 0 | 0.15423 | 0 | 0 | 1563.5202 | 0 | 0 | 0 | 7310.5833 | 193 | 0 | Spring
2018-07-12 01:00 | 0.088502 | 1604.0309 | 75.9455 | 494.1493 | 858.3111 | 0 | 0.70217 | 375.9317 | 260.8345 | 166.2498 | 1453.888 | 0 | 0.26825 | 0.0063413 | 0 | 0.09978 | 0 | 0 | 1587.6449 | 0 | 0 | 0 | 6878.1507 | 193 | 1 | Spring
2018-07-12 02:00 | 0.72522 | 1451.9513 | 74.3718 | 453.1777 | 854.1931 | 0 | 1.004 | 377.9622 | 257.5979 | 156.8858 | 1422.6558 | 0 | 0.12707 | 0.0062205 | 0 | 0.047267 | 0 | 0 | 1616.4486 | 0 | 0 | 0 | 6667.1538 | 193 | 2 | Spring
2018-07-12 03:00 | 1.1605 | 1312.0925 | 74.3718 | 456.9277 | 856.2367 | 0 | 1.2916 | 391.1037 | 258.3991 | 159.7257 | 1389.2025 | 0 | 0.16878 | 0.0062178 | 0 | 0.062779 | 0 | 0 | 1653.2373 | 0 | 0 | 0 | 6553.9869 | 193 | 3 | Spring
2018-07-12 04:00 | 2.6262 | 1178.3484 | 74.4673 | 513.506 | 870.1533 | 0 | 1.6707 | 423.4627 | 268.1541 | 186.1485 | 1391.2812 | 0 | 0.092808 | 0.006199 | 0 | 0.034521 | 0 | 0 | 1704.3894 | 0 | 0 | 0 | 6614.3413 | 193 | 4 | Spring
2018-07-12 05:00 | 3.1511 | 1077.1497 | 84.5966 | 712.8059 | 884.1524 | 0 | 2.6179 | 538.7378 | 275.8306 | 229.7326 | 1450.3287 | 0 | 0.38153 | 0.0061414 | 0 | 0.14191 | 0 | 0 | 1791.0099 | 0 | 0 | 0 | 7050.6429 | 193 | 5 | Spring
2018-07-12 06:00 | 3.5609 | 1062.6364 | 164.5096 | 1040.7106 | 904.3474 | 0 | 4.9891 | 677.2281 | 183.8726 | 355.7059 | 1757.9193 | 0 | 1.0124 | 0.0060924 | 0 | 0.37659 | 0 | 0 | 1825.0206 | 0 | 0 | 0 | 7981.8956 | 193 | 6 | Spring
2018-07-12 07:00 | 3.0171 | 1192.3104 | 227.674 | 1213.1003 | 946.368 | 0 | 8.5582 | 941.4263 | 257.8262 | 410.3968 | 1989.6426 | 0 | 1.8553 | 0.0060436 | 0 | 0.6901 | 0 | 0 | 1877.5057 | 0 | 0 | 0 | 9070.377 | 193 | 7 | Spring
2018-07-12 08:00 | 1.518 | 1413.912 | 220.6529 | 1221.8896 | 983.5143 | 0 | 2.7449 | 1252.8522 | 344.4966 | 545.8948 | 2222.7887 | 0 | 2.0135 | 0.0060001 | 0 | 0.74894 | 0 | 0 | 1954.4724 | 0 | 0 | 0 | 10167.5049 | 193 | 8 | Spring
2018-07-12 09:00 | 1.0422 | 1692.388 | 205.8055 | 1271.5433 | 1005.3692 | 0 | 2.3544 | 1544.7895 | 400.4657 | 606.8742 | 2423.8426 | 0 | 1.8328 | 0.0059272 | 0 | 0.68174 | 0 | 0 | 1992.3028 | 0 | 0 | 0 | 11149.2978 | 193 | 9 | Spring
2018-07-12 10:00 | 0.68917 | 2030.2068 | 193.2566 | 1265.2917 | 1006.2348 | 0 | 1.6892 | 1803.5312 | 428.0538 | 646.3034 | 2576.1418 | 0 | 2.0862 | 0.0059419 | 0 | 0.776 | 0 | 0 | 1996.081 | 0 | 0 | 0 | 11950.3477 | 193 | 10 | Spring
2018-07-12 11:00 | 0.32254 | 2429.4422 | 179.4538 | 1292.7188 | 1008.6991 | 0 | 0.81607 | 2008.9205 | 437.4138 | 659.6226 | 2615.0745 | 0 | 2.5844 | 0.0059536 | 0 | 0.96128 | 0 | 0 | 2035.5255 | 0 | 0 | 0 | 12671.561 | 193 | 11 | Spring
2018-07-12 12:00 | 0.52396 | 2791.5234 | 171.84 | 1217.5758 | 1015.5881 | 0 | 0.67938 | 2111.2544 | 435.2254 | 651.4475 | 2587.6468 | 0 | 2.9566 | 0.0059674 | 0 | 1.0997 | 0 | 0 | 2051.7818 | 0 | 0 | 0 | 13039.1487 | 193 | 12 | Spring
2018-07-12 13:00 | 0.038842 | 3156.284 | 165.26 | 1108.5818 | 987.0505 | 0 | 0.67447 | 2184.5376 | 423.7787 | 635.463 | 2510.159 | 0 | 3.016 | 0.0059903 | 0 | 1.1218 | 0 | 0 | 2067.3999 | 0 | 0 | 0 | 13243.3716 | 193 | 13 | Spring
2018-07-12 14:00 | 0.047693 | 3520.169 | 167.2607 | 1070.6813 | 977.4249 | 0 | 0.69993 | 2207.2364 | 400.2939 | 618.8944 | 2384.172 | 0 | 3.3961 | 0.0060262 | 0 | 1.2632 | 0 | 0 | 2044.3421 | 0 | 0 | 0 | 13395.8877 | 193 | 14 | Spring
2018-07-12 15:00 | 0.027206 | 3864.2576 | 180.4539 | 1117.9288 | 1013.1611 | 0 | 0.94416 | 2161.6544 | 369.5005 | 612.2471 | 2266.9063 | 0 | 4.5628 | 0.0060995 | 0 | 1.6972 | 0 | 0 | 1982.9863 | 0 | 0 | 0 | 13576.3334 | 193 | 15 | Spring
2018-07-12 16:00 | 0.0086863 | 4094.5129 | 203.8067 | 1285.6991 | 1084.096 | 0 | 1.0868 | 2032.1484 | 338.7656 | 528.9723 | 2184.0336 | 0 | 5.88 | 0.0054242 | 0 | 2.1871 | 0 | 0 | 1878.9455 | 0 | 0 | 0 | 13640.1483 | 193 | 16 | Spring
2018-07-12 17:00 | 0.048348 | 4069.1464 | 246.5892 | 1466.3222 | 1155.1613 | 0 | 1.2451 | 1797.4901 | 307.5204 | 514.0213 | 2118.4565 | 0 | 6.7404 | 0.0054758 | 0 | 2.5071 | 0 | 0 | 1727.2563 | 0 | 0 | 0 | 13412.51 | 193 | 17 | Spring
2018-07-12 18:00 | 0.0031139 | 3910.9336 | 296.2528 | 1553.9521 | 1149.8821 | 0 | 0.55439 | 1384.0491 | 282.7839 | 495.1278 | 1925.4346 | 0 | 5.0945 | 0.005464 | 0 | 1.8949 | 0 | 0 | 1689.471 | 0 | 0 | 0 | 12695.4394 | 193 | 18 | Spring
2018-07-12 19:00 | 0.070637 | 3575.192 | 376.2424 | 1501.0546 | 1111.7804 | 0 | 0.76256 | 1196.5044 | 262.2751 | 460.2268 | 1842.2009 | 0 | 2.8472 | 0.0061004 | 0 | 1.059 | 0 | 0 | 1747.984 | 0 | 0 | 0 | 12078.2062 | 193 | 19 | Spring
2018-07-12 20:00 | 0.50675 | 3135.4993 | 492.3744 | 1427.3756 | 1062.0492 | 0 | 1.1224 | 989.1476 | 347.0428 | 386.9019 | 1749.5825 | 0 | 2.1869 | 0.0060075 | 0 | 0.81343 | 0 | 0 | 1731.4417 | 0 | 0 | 0 | 11326.0505 | 193 | 20 | Spring
2018-07-12 21:00 | 0.47086 | 2785.1463 | 555.7109 | 1348.0295 | 1014.8487 | 0 | 1.248 | 752.0181 | 376.7887 | 310.5089 | 1661.3123 | 0 | 1.634 | 0.0054383 | 0 | 0.60779 | 0 | 0 | 1686.192 | 0 | 0 | 0 | 10494.5215 | 193 | 21 | Spring
2018-07-12 22:00 | 0.79307 | 2466.349 | 332.7384 | 1163.364 | 910.7549 | 0 | 0.78431 | 653.5166 | 323.4504 | 253.887 | 1598.3722 | 0 | 1.0587 | 0.0056026 | 0 | 0.39378 | 0 | 0 | 1622.2194 | 0 | 0 | 0 | 9327.6873 | 193 | 22 | Spring
2018-07-12 23:00 | 0.90157 | 2168.3749 | 130.6368 | 874.8515 | 872.1627 | 0 | 0.85194 | 570.5888 | 289.0378 | 220.8097 | 1552.152 | 0 | 0.75547 | 0.0054701 | 0 | 0.281 | 0 | 0 | 1588.1396 | 0 | 0 | 0 | 8269.5491 | 193 | 23 | Spring
2018-07-13 | 0.82077 | 1955.951 | 83.1258 | 643.2133 | 864.1817 | 0 | 0.79651 | 474.8418 | 271.5083 | 186.3538 | 1481.7736 | 0 | 0.41562 | 0.006167 | 0 | 0.1546 | 0 | 0 | 1567.6299 | 0 | 0 | 0 | 7530.773 | 194 | 0 | Spring
2018-07-13 01:00 | 1.0396 | 1781.8289 | 75.8874 | 500.7471 | 858.6748 | 0 | 0.92087 | 416.5893 | 260.674 | 167.2026 | 1458.9024 | 0 | 0.26851 | 0.0061049 | 0 | 0.099873 | 0 | 0 | 1585.7163 | 0 | 0 | 0 | 7108.5577 | 194 | 1 | Spring
2018-07-13 02:00 | 1.8154 | 1594.074 | 74.3718 | 446.5914 | 854.5806 | 0 | 1.0958 | 410.5632 | 257.5285 | 157.1062 | 1426.379 | 0 | 0.12737 | 0.0060284 | 0 | 0.047376 | 0 | 0 | 1626.9623 | 0 | 0 | 0 | 6851.249 | 194 | 2 | Spring
2018-07-13 03:00 | 2.1491 | 1451.6289 | 74.3718 | 447.4198 | 856.4835 | 0 | 1.2396 | 429.5416 | 258.4011 | 159.6195 | 1392.336 | 0 | 0.16782 | 0.0059475 | 0 | 0.062423 | 0 | 0 | 1644.5372 | 0 | 0 | 0 | 6717.9645 | 194 | 3 | Spring
2018-07-13 04:00 | 3.6692 | 1299.538 | 74.4702 | 507.0495 | 869.8217 | 0 | 1.7192 | 464.0801 | 268.2158 | 185.9531 | 1395.3162 | 0 | 0.093358 | 0.006011 | 0 | 0.034725 | 0 | 0 | 1713.3872 | 0 | 0 | 0 | 6783.3543 | 194 | 4 | Spring
2018-07-13 05:00 | 4.2856 | 1170.1233 | 84.7643 | 720.6013 | 883.8261 | 0 | 2.4237 | 583.1587 | 275.9735 | 228.8736 | 1453.3729 | 0 | 0.38238 | 0.0066069 | 0 | 0.14223 | 0 | 0 | 1793.4901 | 0 | 0 | 0 | 7201.4243 | 194 | 5 | Spring
2018-07-13 06:00 | 4.1984 | 1138.2598 | 166.0724 | 1057.4277 | 904.3129 | 0 | 4.3861 | 725.0382 | 184.0683 | 355.6864 | 1759.6966 | 0 | 1.0146 | 0.0059518 | 0 | 0.37739 | 0 | 0 | 1828.7207 | 0 | 0 | 0 | 8129.2654 | 194 | 6 | Spring
2018-07-13 07:00 | 3.3039 | 1293.6708 | 227.1597 | 1230.6635 | 946.3912 | 0 | 6.6729 | 1015.0112 | 258.055 | 409.4532 | 1992.2567 | 0 | 1.8711 | 0.0059101 | 0 | 0.69597 | 0 | 0 | 1893.4916 | 0 | 0 | 0 | 9278.7027 | 194 | 7 | Spring
2018-07-13 08:00 | 1.7173 | 1577.3048 | 222.7517 | 1242.2856 | 984.2609 | 0 | 2.8924 | 1355.572 | 344.796 | 544.4371 | 2228.2404 | 0 | 2.0531 | 0.0059753 | 0 | 0.76368 | 0 | 0 | 1993.3537 | 0 | 0 | 0 | 10500.4348 | 194 | 8 | Spring
2018-07-13 09:00 | 1.5619 | 1907.7537 | 207.1985 | 1247.6999 | 1005.5604 | 0 | 2.312 | 1650.0931 | 400.6845 | 607.6522 | 2435.0128 | 0 | 1.8852 | 0.005958 | 0 | 0.7012 | 0 | 0 | 2049.4589 | 0 | 0 | 0 | 11517.5803 | 194 | 9 | Spring
2018-07-13 10:00 | 0.64147 | 2322.6245 | 194.3182 | 1259.3102 | 1006.3814 | 0 | 1.6297 | 1926.5929 | 428.1673 | 646.1752 | 2596.2982 | 0 | 2.1582 | 0.005976 | 0 | 0.80275 | 0 | 0 | 2064.0233 | 0 | 0 | 0 | 12449.1292 | 194 | 10 | Spring
2018-07-13 11:00 | 0.23125 | 2705.9872 | 180.0024 | 1238.6136 | 1008.8453 | 0 | 1.2645 | 2100.2281 | 437.4452 | 661.1241 | 2646.0735 | 0 | 2.6634 | 0.0059683 | 0 | 0.99067 | 0 | 0 | 2097.4882 | 0 | 0 | 0 | 13080.9635 | 194 | 11 | Spring
2018-07-13 12:00 | 0.51823 | 3012.8316 | 172.359 | 1197.0002 | 1015.6043 | 0 | 1.1725 | 2165.4193 | 435.2305 | 648.4425 | 2624.9418 | 0 | 3.0311 | 0.0059606 | 0 | 1.1274 | 0 | 0 | 2103.219 | 0 | 0 | 0 | 13380.9034 | 194 | 12 | Spring
2018-07-13 13:00 | 0.0049168 | 3280.4336 | 166.3636 | 1108.9906 | 987.5459 | 0 | 0.91084 | 2176.8712 | 423.7805 | 637.1009 | 2548.2454 | 0 | 3.0652 | 0.0060072 | 0 | 1.1401 | 0 | 0 | 2100.8087 | 0 | 0 | 0 | 13435.2674 | 194 | 13 | Spring
2018-07-13 14:00 | 0.033434 | 3508.9882 | 166.405 | 1087.5496 | 977.1846 | 0 | 0.93288 | 2133.3266 | 400.2922 | 619.0916 | 2417.9019 | 0 | 3.3864 | 0.0059626 | 0 | 1.2596 | 0 | 0 | 2038.6534 | 0 | 0 | 0 | 13355.0114 | 194 | 14 | Spring
2018-07-13 15:00 | 0.030484 | 3723.4501 | 178.8304 | 1148.3558 | 1012.3273 | 0 | 1.3858 | 2058.0176 | 369.5001 | 611.9459 | 2291.9009 | 0 | 4.4722 | 0.0058647 | 0 | 1.6635 | 0 | 0 | 1943.4089 | 0 | 0 | 0 | 13345.295 | 194 | 15 | Spring
2018-07-13 16:00 | 0 | 3903.9895 | 205.3107 | 1296.8855 | 1085.4289 | 0 | 1.5451 | 1939.1453 | 338.7655 | 528.182 | 2196.5733 | 0 | 5.7665 | 0.0052995 | 0 | 2.1449 | 0 | 0 | 1842.6876 | 0 | 0 | 0 | 13346.43 | 194 | 16 | Spring
2018-07-13 17:00 | 0 | 3972.5476 | 245.7903 | 1490.2973 | 1154.4699 | 0 | 1.6675 | 1766.9337 | 307.5341 | 515.1789 | 2121.0771 | 0 | 6.5739 | 0.0054486 | 0 | 2.4452 | 0 | 0 | 1684.537 | 0 | 0 | 0 | 13269.0578 | 194 | 17 | Spring
2018-07-13 18:00 | 0 | 3856.4615 | 294.0112 | 1544.7494 | 1148.3608 | 0 | 0.5834 | 1378.8783 | 282.7983 | 496.4973 | 1918.4104 | 0 | 4.9834 | 0.0053876 | 0 | 1.8536 | 0 | 0 | 1652.8085 | 0 | 0 | 0 | 12580.4014 | 194 | 18 | Spring
2018-07-13 19:00 | 0.040481 | 3490.42 | 373.6085 | 1516.58 | 1110.5239 | 0 | 0.78098 | 1160.0434 | 262.2704 | 462.8072 | 1827.9527 | 0 | 2.7487 | 0.0054487 | 0 | 1.0224 | 0 | 0 | 1687.2245 | 0 | 0 | 0 | 11896.0287 | 194 | 19 | Spring
2018-07-13 20:00 | 0.022453 | 2984.7149 | 490.5078 | 1450.1433 | 1061.8017 | 0 | 1.0592 | 926.9136 | 348.518 | 387.7266 | 1732.5348 | 0 | 2.2005 | 0.0054715 | 0 | 0.81849 | 0 | 0 | 1742.1768 | 0 | 0 | 0 | 11129.1437 | 194 | 20 | Spring
2018-07-13 21:00 | 0.080307 | 2593.8287 | 553.4255 | 1341.3117 | 1014.5524 | 0 | 1.5039 | 696.6351 | 376.7066 | 311.392 | 1645.6322 | 0 | 1.6417 | 0.0054668 | 0 | 0.61066 | 0 | 0 | 1693.9469 | 0 | 0 | 0 | 10231.2732 | 194 | 21 | Spring
2018-07-13 22:00 | 0.12636 | 2250.2339 | 329.0273 | 1180.9289 | 910.62 | 0 | 0.43868 | 600.2737 | 323.2668 | 255.0605 | 1589.6138 | 0 | 1.064 | 0.005548 | 0 | 0.39577 | 0 | 0 | 1630.2089 | 0 | 0 | 0 | 9071.2642 | 194 | 22 | Spring
2018-07-13 23:00 | 0.15652 | 1951.4073 | 129.8418 | 857.2673 | 872.1713 | 0 | 0.3107 | 531.1957 | 288.7158 | 220.5437 | 1552.7008 | 0 | 0.7643 | 0.0055576 | 0 | 0.28429 | 0 | 0 | 1607.5563 | 0 | 0 | 0 | 8012.9214 | 194 | 23 | Spring
2018-07-14 | 0.29058 | 1732.0525 | 82.984 | 639.9845 | 864.0701 | 0 | 0.51693 | 444.7257 | 271.0542 | 186.1779 | 1488.2348 | 0 | 0.42482 | 0.0063034 | 0 | 0.15801 | 0 | 0 | 1602.9931 | 0 | 0 | 0 | 7313.6735 | 195 | 0 | Summer
2018-07-14 01:00 | 0.60443 | 1553.3791 | 75.9622 | 507.0449 | 858.5054 | 0 | 0.84672 | 449.5331 | 257.5727 | 157.2699 | 1554.5041 | 0 | 0.27473 | 0.0062267 | 0 | 0.10219 | 0 | 0 | 1622.4714 | 0 | 0 | 0 | 7038.0771 | 195 | 1 | Summer
2018-07-14 02:00 | 1.6047 | 1375.6546 | 74.1733 | 450.5643 | 854.4855 | 0 | 1.0577 | 428.5644 | 252.563 | 157.8387 | 1528.6256 | 0 | 0.13111 | 0.0061646 | 0 | 0.048767 | 0 | 0 | 1667.3449 | 0 | 0 | 0 | 6792.6627 | 195 | 2 | Summer
2018-07-14 03:00 | 2.3187 | 1232.2891 | 74.1733 | 437.806 | 856.2944 | 0 | 1.478 | 436.1915 | 249.2908 | 168.8949 | 1495.7777 | 0 | 0.17243 | 0.0061208 | 0 | 0.064137 | 0 | 0 | 1689.1227 | 0 | 0 | 0 | 6643.8799 | 195 | 3 | Summer
2018-07-14 04:00 | 4.3803 | 1079.3048 | 74.4371 | 444.3225 | 872.6183 | 0 | 2.0372 | 442.6418 | 251.6406 | 184.0179 | 1449.2601 | 0 | 0.094653 | 0.0067949 | 0 | 0.035207 | 0 | 0 | 1737.68 | 0 | 0 | 0 | 6542.4772 | 195 | 4 | Summer
2018-07-14 05:00 | 5.8013 | 965.5783 | 80.2415 | 505.7733 | 891.5201 | 0 | 2.9358 | 483.1989 | 236.5338 | 207.5926 | 1396.6768 | 0 | 0.39068 | 0.0068287 | 0 | 0.14532 | 0 | 0 | 1832.6749 | 0 | 0 | 0 | 6609.0701 | 195 | 5 | Summer
2018-07-14 06:00 | 5.9803 | 967.6402 | 115.8244 | 680.5834 | 904.9873 | 0 | 4.815 | 562.7895 | 110.1175 | 255.0527 | 1505.3021 | 0 | 1.0312 | 0.0060392 | 0 | 0.38356 | 0 | 0 | 1857.8096 | 0 | 0 | 0 | 6972.3227 | 195 | 6 | Summer
2018-07-14 07:00 | 4.2863 | 1179.9906 | 179.4991 | 946.1177 | 932.2959 | 0 | 8.6357 | 769.1779 | 145.2604 | 291.815 | 1485.9612 | 0 | 1.8894 | 0.0060891 | 0 | 0.70279 | 0 | 0 | 1912.1283 | 0 | 0 | 0 | 7857.7664 | 195 | 7 | Summer
2018-07-14 08:00 | 1.8979 | 1494.07 | 233.0889 | 1224.0474 | 986.3381 | 0 | 4.428 | 955.7151 | 190.2328 | 405.9804 | 1458.7875 | 0 | 2.0381 | 0.0053447 | 0 | 0.75809 | 0 | 0 | 1979.0417 | 0 | 0 | 0 | 8936.4293 | 195 | 8 | Summer
2018-07-14 09:00 | 1.1599 | 1869.619 | 248.1618 | 1373.3421 | 1017.3088 | 0 | 3.4708 | 1203.7863 | 216.1134 | 457.5871 | 1470.1517 | 0 | 1.83 | 0.0059206 | 0 | 0.68068 | 0 | 0 | 1989.3607 | 0 | 0 | 0 | 9852.5782 | 195 | 9 | Summer
2018-07-14 10:00 | 0.54986 | 2225.7708 | 241.5403 | 1384.6587 | 1020.2505 | 0 | 2.7147 | 1432.793 | 229.4304 | 490.7577 | 1531.9523 | 0 | 2.062 | 0.0058996 | 0 | 0.767 | 0 | 0 | 1972.2799 | 0 | 0 | 0 | 10535.5332 | 195 | 10 | Summer
2018-07-14 11:00 | 0.26616 | 2523.7007 | 223.3418 | 1408.1568 | 1024.9386 | 0 | 2.2874 | 1579.5416 | 236.1191 | 525.6664 | 1572.4347 | 0 | 2.5046 | 0.0058574 | 0 | 0.93161 | 0 | 0 | 1972.275 | 0 | 0 | 0 | 11072.1703 | 195 | 11 | Summer
2018-07-14 12:00 | 0.47906 | 2800.9641 | 212.5334 | 1403.228 | 1033.754 | 0 | 2.4959 | 1666.8185 | 237.7543 | 541.8895 | 1596.6214 | 0 | 2.8222 | 0.005796 | 0 | 1.0497 | 0 | 0 | 1958.1494 | 0 | 0 | 0 | 11458.5651 | 195 | 12 | Summer
2018-07-14 13:00 | 0.079324 | 3057.2792 | 208.1796 | 1341.849 | 1006.5265 | 0 | 1.9106 | 1707.9919 | 237.1653 | 558.8436 | 1608.9231 | 0 | 2.8405 | 0.0058425 | 0 | 1.0565 | 0 | 0 | 1947.0834 | 0 | 0 | 0 | 11679.7343 | 195 | 13 | Summer
2018-07-14 14:00 | 0.019503 | 3312.9092 | 209.8995 | 1257.9333 | 995.4808 | 0 | 1.8643 | 1734.5223 | 233.5585 | 559.8853 | 1630.3994 | 0 | 3.1736 | 0.0051397 | 0 | 1.1804 | 0 | 0 | 1910.0588 | 0 | 0 | 0 | 11850.8903 | 195 | 14 | Summer
2018-07-14 15:00 | 0.023273 | 3573.3034 | 217.3856 | 1290.0648 | 1033.138 | 0 | 1.7591 | 1721.5478 | 228.5869 | 552.9796 | 1677.8935 | 0 | 4.2125 | 0.0051525 | 0 | 1.5669 | 0 | 0 | 1830.8 | 0 | 0 | 0 | 12133.2664 | 195 | 15 | Summer
2018-07-14 16:00 | 0 | 3787.3442 | 235.9891 | 1381.8954 | 1105.7304 | 0 | 1.7286 | 1680.5745 | 224.7818 | 468.3982 | 1739.4038 | 0 | 5.3785 | 0.0052603 | 0 | 2.0006 | 0 | 0 | 1718.5125 | 0 | 0 | 0 | 12351.7429 | 195 | 16 | Summer
2018-07-14 17:00 | 0 | 3881.5983 | 266.0376 | 1536.3551 | 1173.6037 | 0 | 2.226 | 1581.0259 | 222.6411 | 456.4114 | 1799.5126 | 0 | 6.0532 | 0.005278 | 0 | 2.2515 | 0 | 0 | 1551.1347 | 0 | 0 | 0 | 12478.8565 | 195 | 17 | Summer
2018-07-14 18:00 | 0 | 3799.8729 | 310.5817 | 1535.0379 | 1163.3638 | 0 | 0.60632 | 1299.4054 | 221.7134 | 432.2792 | 1703.4896 | 0 | 4.5609 | 0.0052126 | 0 | 1.6965 | 0 | 0 | 1512.6842 | 0 | 0 | 0 | 11985.297 | 195 | 18 | Summer
2018-07-14 19:00 | 0 | 3495.7644 | 391.5457 | 1542.8683 | 1122.5282 | 0 | 0.82779 | 1116.3699 | 221.456 | 396.1192 | 1691.7697 | 0 | 2.5113 | 0.0051978 | 0 | 0.93409 | 0 | 0 | 1541.716 | 0 | 0 | 0 | 11524.4157 | 195 | 19 | Summer
2018-07-14 20:00 | 0.023109 | 3026.0388 | 513.6002 | 1437.8702 | 1069.735 | 0 | 1.256 | 909.6993 | 325.7309 | 346.5165 | 1672.4666 | 0 | 2.004 | 0.0052225 | 0 | 0.74542 | 0 | 0 | 1586.4539 | 0 | 0 | 0 | 10892.1452 | 195 | 20 | Summer
2018-07-14 21:00 | 0.021962 | 2630.9897 | 587.0215 | 1357.0584 | 1021.2603 | 0 | 1.7537 | 748.76 | 357.8307 | 302.4516 | 1628.8623 | 0 | 1.5152 | 0.0053085 | 0 | 0.56361 | 0 | 0 | 1563.4055 | 0 | 0 | 0 | 10201.4999 | 195 | 21 | Summer
2018-07-14 22:00 | 0.063262 | 2287.4067 | 366.8701 | 1131.2345 | 914.8062 | 0 | 1.321 | 625.1007 | 310.0988 | 241.6588 | 1574.5126 | 0 | 0.98555 | 0.0054078 | 0 | 0.36658 | 0 | 0 | 1511.0074 | 0 | 0 | 0 | 8965.4377 | 195 | 22 | Summer
2018-07-14 23:00 | 0.028681 | 1997.1046 | 142.0965 | 871.5145 | 870.6673 | 0 | 0.21243 | 537.8808 | 277.2913 | 195.4865 | 1537.2268 | 0 | 0.70633 | 0.0054397 | 0 | 0.26272 | 0 | 0 | 1485.1977 | 0 | 0 | 0 | 7915.6816 | 195 | 23 | Summer
2018-07-15 | 0.067196 | 1760.7134 | 85.9652 | 644.2318 | 862.3811 | 0 | 0.24754 | 456.9811 | 264.1304 | 167.2727 | 1543.9823 | 0 | 0.9892 | 0.0062142 | 0 | 0.36794 | 0 | 0 | 1124.7142 | 0 | 0 | 0 | 6912.0503 | 196 | 0 | Summer
2018-07-15 01:00 | 0.19552 | 1573.9942 | 76.4601 | 519.0709 | 856.5748 | 0 | 0.28694 | 387.7598 | 249.3002 | 159.0298 | 1433.9839 | 0 | 0.40431 | 0.0068102 | 0 | 0.15039 | 0 | 0 | 1161.6016 | 0 | 0 | 0 | 6418.8192 | 196 | 1 | Summer
2018-07-15 02:00 | 0.83716 | 1399.6026 | 74.1733 | 448.1115 | 853.1962 | 0 | 0.4025 | 380.8654 | 244.8259 | 161.6994 | 1428.4635 | 0 | 0.35094 | 0.0068211 | 0 | 0.13054 | 0 | 0 | 1130.8789 | 0 | 0 | 0 | 6123.5446 | 196 | 2 | Summer
2018-07-15 03:00 | 1.3351 | 1256.2242 | 74.1733 | 431.4639 | 855.6404 | 0 | 0.5738 | 374.6685 | 240.3942 | 172.2671 | 1386.337 | 0 | 0.25858 | 0.0081443 | 0 | 0.09618 | 0 | 0 | 1119.4123 | 0 | 0 | 0 | 5912.8528 | 196 | 3 | Summer
2018-07-15 04:00 | 2.8529 | 1108.5413 | 74.4375 | 449.5372 | 872.7776 | 0 | 0.79645 | 373.2122 | 245.2132 | 186.1429 | 1354.223 | 0 | 0.050275 | 0.0087874 | 0 | 0.0187 | 0 | 0 | 1138.4155 | 0 | 0 | 0 | 5806.2274 | 196 | 4 | Summer
2018-07-15 05:00 | 3.522 | 988.2528 | 80.1001 | 511.2772 | 891.5288 | 0 | 1.1289 | 418.5513 | 236.0519 | 212.6851 | 1320.3145 | 0 | 0.15463 | 0.0087397 | 0 | 0.057514 | 0 | 0 | 1135.8276 | 0 | 0 | 0 | 5799.4609 | 196 | 5 | Summer
2018-07-15 06:00 | 3.3678 | 962.8526 | 116.6618 | 686.696 | 905.0602 | 0 | 3.0248 | 448.2324 | 104.5977 | 255.6307 | 1265.2896 | 0 | 0.33003 | 0.0081418 | 0 | 0.12276 | 0 | 0 | 1140.9378 | 0 | 0 | 0 | 5892.8123 | 196 | 6 | Summer
2018-07-15 07:00 | 2.9042 | 1120.5209 | 183.0594 | 992.5262 | 933.5763 | 0 | 8.7735 | 579.1816 | 122.4289 | 284.8175 | 1235.7193 | 0 | 0.56013 | 0.0067928 | 0 | 0.20835 | 0 | 0 | 1096.4235 | 0 | 0 | 0 | 6560.7067 | 196 | 7 | Summer
2018-07-15 08:00 | 1.3501 | 1397.921 | 234.3771 | 1251.7545 | 987.6835 | 0 | 5.0449 | 682.753 | 141.5982 | 396.1001 | 1274.5439 | 0 | 1.079 | 0.0069592 | 0 | 0.40136 | 0 | 0 | 1114.514 | 0 | 0 | 0 | 7489.1276 | 196 | 8 | Summer
2018-07-15 09:00 | 1.0442 | 1726.0738 | 250.6838 | 1405.9112 | 1018.6362 | 0 | 3.9205 | 844.8535 | 161.0525 | 431.8297 | 1292.3003 | 0 | 1.8501 | 0.0068078 | 0 | 0.68815 | 0 | 0 | 1081.2224 | 0 | 0 | 0 | 8220.073 | 196 | 9 | Summer
2018-07-15 10:00 | 0.71965 | 2035.7978 | 244.5016 | 1418.3309 | 1021.3377 | 0 | 3.1403 | 993.9952 | 179.0733 | 454.8158 | 1307.9755 | 0 | 2.505 | 0.0068904 | 0 | 0.93175 | 0 | 0 | 1074.9541 | 0 | 0 | 0 | 8738.0853 | 196 | 10 | Summer
2018-07-15 11:00 | 0.24059 | 2332.153 | 224.6068 | 1385.4615 | 1025.7291 | 0 | 2.5468 | 1143.597 | 193.0188 | 487.7867 | 1336.1135 | 0 | 3.1972 | 0.006849 | 0 | 1.1892 | 0 | 0 | 1085.0484 | 0 | 0 | 0 | 9220.6956 | 196 | 11 | Summer
2018-07-15 12:00 | 0.37154 | 2655.3342 | 214.3551 | 1436.3514 | 1034.4692 | 0 | 2.5394 | 1270.2709 | 201.1859 | 503.8585 | 1389.5217 | 0 | 3.9704 | 0.0061164 | 0 | 1.4768 | 0 | 0 | 1069.766 | 0 | 0 | 0 | 9783.4772 | 196 | 12 | Summer
2018-07-15 13:00 | 0 | 2982.2976 | 209.9371 | 1364.0676 | 1007.4436 | 0 | 1.9565 | 1337.6994 | 204.7678 | 517.0663 | 1431.3216 | 0 | 4.1255 | 0.0069739 | 0 | 1.5345 | 0 | 0 | 1084.4699 | 0 | 0 | 0 | 10146.6946 | 196 | 13 | Summer
2018-07-15 14:00 | 0 | 3257.4755 | 212.9656 | 1305.0552 | 996.7066 | 0 | 1.9162 | 1351.4134 | 202.6548 | 521.4094 | 1476.7756 | 0 | 4.1978 | 0.0062781 | 0 | 1.5614 | 0 | 0 | 1070.4412 | 0 | 0 | 0 | 10402.579 | 196 | 14 | Summer
2018-07-15 15:00 | 0 | 3507.4924 | 221.1976 | 1272.1721 | 1035.3289 | 0 | 1.8349 | 1351.6734 | 195.0255 | 524.0958 | 1515.5957 | 0 | 4.2947 | 0.0062157 | 0 | 1.5974 | 0 | 0 | 1025.4029 | 0 | 0 | 0 | 10655.7174 | 196 | 15 | Summer
2018-07-15 16:00 | 0 | 3744.3449 | 238.9741 | 1406.1876 | 1107.5134 | 0 | 1.8486 | 1335.5324 | 185.1339 | 448.9577 | 1543.615 | 0 | 4.6464 | 0.0062538 | 0 | 1.7283 | 0 | 0 | 983.4822 | 0 | 0 | 0 | 11001.9708 | 196 | 16 | Summer
2018-07-15 17:00 | 0 | 3872.7815 | 267.8428 | 1541.3341 | 1174.8616 | 0 | 2.3296 | 1271.9142 | 174.3911 | 437.7311 | 1567.1445 | 0 | 4.0586 | 0.0063228 | 0 | 1.5097 | 0 | 0 | 923.014 | 0 | 0 | 0 | 11238.919 | 196 | 17 | Summer
2018-07-15 18:00 | 0 | 3799.0665 | 310.4495 | 1548.9147 | 1162.567 | 0 | 0.73208 | 1056.8098 | 163.6487 | 420.0153 | 1577.983 | 0 | 4.7857 | 0.0063024 | 0 | 1.7801 | 0 | 0 | 927.0188 | 0 | 0 | 0 | 10973.7776 | 196 | 18 | Summer
2018-07-15 19:00 | 0 | 3498.2932 | 390.5702 | 1505.9955 | 1122.9312 | 0 | 0.99044 | 925.6147 | 152.3256 | 384.8534 | 1554.2518 | 0 | 4.8173 | 0.0062387 | 0 | 1.7919 | 0 | 0 | 951.1994 | 0 | 0 | 0 | 10493.641 | 196 | 19 | Summer
2018-07-15 20:00 | 0.059493 | 3042.159 | 513.0133 | 1448.2177 | 1069.5759 | 0 | 1.4551 | 761.6881 | 248.7328 | 342.2525 | 1519.4175 | 0 | 4.1219 | 0.006102 | 0 | 1.5332 | 0 | 0 | 977.6777 | 0 | 0 | 0 | 9929.9102 | 196 | 20 | Summer
2018-07-15 21:00 | 0.016717 | 2634.9691 | 586.8083 | 1376.4493 | 1021.5703 | 0 | 1.9862 | 648.8006 | 292.6365 | 299.3482 | 1470.4934 | 0 | 3.4373 | 0.0061145 | 0 | 1.2785 | 0 | 0 | 980.1557 | 0 | 0 | 0 | 9317.9561 | 196 | 21 | Summer
2018-07-15 22:00 | 0.072768 | 2293.1124 | 366.3827 | 1144.8698 | 914.8176 | 0 | 0.26465 | 575.4555 | 281.5891 | 243.4218 | 1418.4501 | 0 | 2.6536 | 0.0061636 | 0 | 0.98705 | 0 | 0 | 1003.898 | 0 | 0 | 0 | 8245.9812 | 196 | 22 | Summer
2018-07-15 23:00 | 0 | 1999.6461 | 141.528 | 904.8711 | 870.6472 | 0 | 0.31578 | 510.2239 | 269.824 | 199.1381 | 1382.3069 | 0 | 1.8722 | 0.0060755 | 0 | 0.69638 | 0 | 0 | 1101.0222 | 0 | 0 | 0 | 7382.0979 | 196 | 23 | Summer
2018-07-16 | 0.0078668 | 1781.9055 | 86.0919 | 650.8401 | 862.5646 | 0 | 0.37053 | 440.22 | 256.914 | 169.7457 | 1411.705 | 0 | 0.98363 | 0.0060221 | 0 | 0.36587 | 0 | 0 | 1118.4056 | 0 | 0 | 0 | 6780.1264 | 197 | 0 | Spring
2018-07-16 01:00 | 0.075554 | 1587.222 | 76.4421 | 516.683 | 856.9848 | 0 | 0.40624 | 381.2309 | 260.674 | 165.9179 | 1458.9024 | 0 | 0.40267 | 0.0066299 | 0 | 0.14978 | 0 | 0 | 1156.7502 | 0 | 0 | 0 | 6461.8482 | 197 | 1 | Spring
2018-07-16 02:00 | 0.49708 | 1406.6755 | 74.3718 | 456.4622 | 853.5004 | 0 | 0.56361 | 381.0362 | 257.5285 | 156.4283 | 1426.379 | 0 | 0.34677 | 0.0080496 | 0 | 0.12898 | 0 | 0 | 1116.6308 | 0 | 0 | 0 | 6130.5571 | 197 | 2 | Spring
2018-07-16 03:00 | 0.80307 | 1270.2714 | 74.3718 | 451.7622 | 855.8112 | 0 | 0.74796 | 394.7861 | 258.4011 | 157.458 | 1392.336 | 0 | 0.25499 | 0.0080226 | 0 | 0.094844 | 0 | 0 | 1104.1462 | 0 | 0 | 0 | 5961.2529 | 197 | 3 | Spring
2018-07-16 04:00 | 1.9208 | 1114.5477 | 74.4665 | 528.3267 | 869.3779 | 0 | 1.4045 | 425.8028 | 268.2158 | 182.9726 | 1395.3162 | 0 | 0.048824 | 0.0079523 | 0 | 0.01816 | 0 | 0 | 1106.5687 | 0 | 0 | 0 | 5968.9952 | 197 | 4 | Spring
2018-07-16 05:00 | 2.503 | 983.2343 | 84.5126 | 729.128 | 883.6847 | 0 | 1.9933 | 533.2622 | 278.2952 | 227.1822 | 1453.3729 | 0 | 0.1491 | 0.0079773 | 0 | 0.055458 | 0 | 0 | 1095.2509 | 0 | 0 | 0 | 6272.6319 | 197 | 5 | Spring
2018-07-16 06:00 | 2.2409 | 969.7931 | 166.9031 | 1066.1691 | 904.2987 | 0 | 3.5178 | 664.4242 | 184.0683 | 352.7136 | 1759.6966 | 0 | 0.32407 | 0.0081937 | 0 | 0.12054 | 0 | 0 | 1119.0234 | 0 | 0 | 0 | 7193.3017 | 197 | 6 | Spring
2018-07-16 07:00 | 2.3759 | 1177.5561 | 229.7799 | 1213.9136 | 947.1804 | 0 | 9.0808 | 958.9414 | 258.055 | 407.1423 | 1992.2567 | 0 | 0.56003 | 0.0070101 | 0 | 0.20831 | 0 | 0 | 1095.7222 | 0 | 0 | 0 | 8292.7796 | 197 | 7 | Spring
2018-07-16 08:00 | 0.9527 | 1533.8604 | 222.2288 | 1213.4458 | 984.3988 | 0 | 4.1768 | 1364.2925 | 344.796 | 542.8334 | 2228.2404 | 0 | 1.0789 | 0.0071808 | 0 | 0.40129 | 0 | 0 | 1114.1864 | 0 | 0 | 0 | 9554.8994 | 197 | 8 | Spring
2018-07-16 09:00 | 0.80012 | 1972.7593 | 206.0311 | 1271.2099 | 1005.6962 | 0 | 2.4199 | 1744.3296 | 400.6845 | 606.9475 | 2435.0128 | 0 | 1.8836 | 0.0064044 | 0 | 0.70063 | 0 | 0 | 1100.6387 | 0 | 0 | 0 | 10749.1204 | 197 | 9 | Spring
2018-07-16 10:00 | 0.45234 | 2379.6412 | 192.2334 | 1242.5619 | 1005.9838 | 0 | 1.8013 | 1994.1831 | 428.1673 | 645.0593 | 2596.2982 | 0 | 2.5836 | 0.0065262 | 0 | 0.96099 | 0 | 0 | 1108.6145 | 0 | 0 | 0 | 11598.5474 | 197 | 10 | Spring
2018-07-16 11:00 | 0.21601 | 2786.9131 | 178.1575 | 1253.0831 | 1008.4295 | 0 | 1.3759 | 2143.1934 | 437.4452 | 659.1794 | 2646.0735 | 0 | 3.3074 | 0.0071064 | 0 | 1.2302 | 0 | 0 | 1122.5269 | 0 | 0 | 0 | 12241.1382 | 197 | 11 | Spring
2018-07-16 12:00 | 0.4725 | 3153.4945 | 171.4572 | 1199.5464 | 1015.6423 | 0 | 1.1926 | 2213.9112 | 435.2305 | 648.444 | 2624.9418 | 0 | 4.1384 | 0.0071608 | 0 | 1.5393 | 0 | 0 | 1115.0435 | 0 | 0 | 0 | 12585.0613 | 197 | 12 | Spring
2018-07-16 13:00 | 0 | 3465.0774 | 164.1401 | 1136.9203 | 986.96 | 0 | 0.83754 | 2239.6094 | 423.7805 | 634.2869 | 2548.2454 | 0 | 4.3099 | 0.0072907 | 0 | 1.6031 | 0 | 0 | 1132.9018 | 0 | 0 | 0 | 12738.6796 | 197 | 13 | Spring
2018-07-16 14:00 | 0.0068835 | 3797.7761 | 165.8801 | 1059.5212 | 976.7038 | 0 | 0.77863 | 2235.3176 | 400.2922 | 617.0535 | 2417.9019 | 0 | 4.3911 | 0.0065326 | 0 | 1.6333 | 0 | 0 | 1119.7984 | 0 | 0 | 0 | 12797.0613 | 197 | 14 | Spring
2018-07-16 15:00 | 0.019339 | 4095.5301 | 180.1899 | 1100.4124 | 1013.0353 | 0 | 1.0898 | 2158.1046 | 369.5001 | 611.6543 | 2291.9009 | 0 | 4.534 | 0.0065639 | 0 | 1.6865 | 0 | 0 | 1082.6171 | 0 | 0 | 0 | 12910.281 | 197 | 15 | Spring
2018-07-16 16:00 | 0 | 4300.3287 | 205.3049 | 1277.575 | 1085.3408 | 0 | 1.2339 | 2034.3168 | 338.7655 | 526.6823 | 2196.5733 | 0 | 4.8973 | 0.0066159 | 0 | 1.8216 | 0 | 0 | 1036.5385 | 0 | 0 | 0 | 13009.3852 | 197 | 16 | Spring
2018-07-16 17:00 | 0 | 4386.2825 | 246.2971 | 1480.1596 | 1155.1837 | 0 | 1.4576 | 1871.0267 | 307.5341 | 513.8852 | 2121.0771 | 0 | 4.2388 | 0.0067557 | 0 | 1.5767 | 0 | 0 | 963.8821 | 0 | 0 | 0 | 13052.6081 | 197 | 17 | Spring
2018-07-16 18:00 | 0 | 4245.3495 | 297.6059 | 1547.8598 | 1150.4912 | 0 | 0.52131 | 1447.4473 | 282.7983 | 495.6273 | 1918.4104 | 0 | 4.9247 | 0.0066459 | 0 | 1.8318 | 0 | 0 | 953.9135 | 0 | 0 | 0 | 12346.7876 | 197 | 18 | Spring
2018-07-16 19:00 | 0 | 3872.9852 | 374.984 | 1497.4678 | 1111.4763 | 0 | 0.69821 | 1221.3057 | 262.2704 | 460.5244 | 1827.9527 | 0 | 5.014 | 0.0067397 | 0 | 1.865 | 0 | 0 | 990.1052 | 0 | 0 | 0 | 11626.6558 | 197 | 19 | Spring
2018-07-16 20:00 | 0 | 3390.3219 | 489.7191 | 1436.6392 | 1060.894 | 0 | 0.93775 | 986.8052 | 352.8617 | 384.6542 | 1732.5348 | 0 | 4.3336 | 0.0065972 | 0 | 1.6119 | 0 | 0 | 1027.7126 | 0 | 0 | 0 | 10869.0326 | 197 | 20 | Spring
2018-07-16 21:00 | 0 | 2953.2557 | 551.9721 | 1350.0433 | 1013.447 | 0 | 1.3655 | 736.0033 | 376.7066 | 309.2288 | 1645.6322 | 0 | 3.6021 | 0.0065999 | 0 | 1.3398 | 0 | 0 | 1027.1569 | 0 | 0 | 0 | 9969.7598 | 197 | 21 | Spring
2018-07-16 22:00 | 0.089813 | 2577.3053 | 332.7397 | 1138.3349 | 910.6446 | 0 | 0.17191 | 631.0121 | 323.2668 | 254.7344 | 1589.6138 | 0 | 2.7572 | 0.006611 | 0 | 1.0256 | 0 | 0 | 1043.0445 | 0 | 0 | 0 | 8804.7471 | 197 | 22 | Spring
2018-07-16 23:00 | 0 | 2240.461 | 129.1997 | 911.7413 | 872.2781 | 0 | 0.21773 | 553.2306 | 288.7158 | 220.0657 | 1552.7008 | 0 | 1.9492 | 0.0064913 | 0 | 0.72501 | 0 | 0 | 1146.6587 | 0 | 0 | 0 | 7917.9501 | 197 | 23 | Spring
2018-07-17 | 0.0021306 | 1986.9919 | 82.7236 | 675.1306 | 864.2377 | 0 | 0.17459 | 460.2578 | 271.0542 | 184.6908 | 1488.2348 | 0 | 0.42264 | 0.0063236 | 0 | 0.15721 | 0 | 0 | 1595.2346 | 0 | 0 | 0 | 7609.319 | 198 | 0 | Spring
2018-07-17 01:00 | 0.047529 | 1785.5084 | 75.9274 | 521.6715 | 858.4791 | 0 | 0.19754 | 410.4645 | 260.674 | 165.8531 | 1458.9024 | 0 | 0.27444 | 0.0062069 | 0 | 0.10208 | 0 | 0 | 1620.3531 | 0 | 0 | 0 | 7158.4612 | 198 | 1 | Spring
2018-07-17 02:00 | 0.36859 | 1596.1779 | 74.3718 | 444.096 | 854.6532 | 0 | 0.27961 | 405.728 | 257.5285 | 156.8026 | 1426.379 | 0 | 0.13069 | 0.0061857 | 0 | 0.048612 | 0 | 0 | 1670.1289 | 0 | 0 | 0 | 6886.6995 | 198 | 2 | Spring
2018-07-17 03:00 | 0.52691 | 1430.3417 | 74.3718 | 442.0146 | 856.4697 | 0 | 0.42937 | 421.0491 | 258.4011 | 158.5382 | 1392.336 | 0 | 0.17275 | 0.0061833 | 0 | 0.064254 | 0 | 0 | 1689.578 | 0 | 0 | 0 | 6724.2997 | 198 | 3 | Spring
2018-07-17 04:00 | 1.3937 | 1252.3457 | 74.4612 | 498.1707 | 870.1826 | 0 | 0.99247 | 449.7163 | 268.2158 | 185.1124 | 1395.3162 | 0 | 0.095265 | 0.0061895 | 0 | 0.035435 | 0 | 0 | 1746.7258 | 0 | 0 | 0 | 6742.7698 | 198 | 4 | Spring
2018-07-17 05:00 | 1.7687 | 1127.5444 | 84.9203 | 720.1902 | 883.7874 | 0 | 1.3582 | 567.8009 | 278.2952 | 226.4272 | 1453.3729 | 0 | 0.39045 | 0.0061105 | 0 | 0.14523 | 0 | 0 | 1831.3486 | 0 | 0 | 0 | 7177.3558 | 198 | 5 | Spring
2018-07-17 06:00 | 1.6137 | 1106.5236 | 167.0725 | 1035.9863 | 904.3115 | 0 | 3.0044 | 714.8077 | 185.704 | 353.8843 | 1759.6966 | 0 | 1.0423 | 0.0062006 | 0 | 0.38768 | 0 | 0 | 1878.3952 | 0 | 0 | 0 | 8112.4358 | 198 | 6 | Spring
2018-07-17 07:00 | 1.8359 | 1313.3956 | 228.1969 | 1181.355 | 946.3217 | 0 | 7.0797 | 1024.3018 | 258.055 | 408.1244 | 1992.2567 | 0 | 1.9532 | 0.0062814 | 0 | 0.72651 | 0 | 0 | 1976.3363 | 0 | 0 | 0 | 9339.9449 | 198 | 7 | Spring
2018-07-17 08:00 | 0.70736 | 1661.198 | 220.231 | 1194.7952 | 983.7044 | 0 | 2.5532 | 1409.1552 | 344.796 | 545.0012 | 2228.2404 | 0 | 2.1152 | 0.0062622 | 0 | 0.78676 | 0 | 0 | 2053.5611 | 0 | 0 | 0 | 10646.8513 | 198 | 8 | Spring
2018-07-17 09:00 | 0.68179 | 2066.6426 | 206.2621 | 1213.5373 | 1005.1674 | 0 | 2.4186 | 1755.0587 | 400.6845 | 605.7122 | 2435.0128 | 0 | 1.9401 | 0.006214 | 0 | 0.72163 | 0 | 0 | 2109.1006 | 0 | 0 | 0 | 11802.9465 | 198 | 9 | Spring
2018-07-17 10:00 | 0.42022 | 2485.6884 | 192.2377 | 1253.7201 | 1005.9292 | 0 | 1.8634 | 2037.1985 | 428.1673 | 644.2585 | 2596.2982 | 0 | 2.1844 | 0.0062573 | 0 | 0.81252 | 0 | 0 | 2089.5607 | 0 | 0 | 0 | 12738.3453 | 198 | 10 | Spring
2018-07-17 11:00 | 0.26124 | 2876.0328 | 180.1909 | 1271.2483 | 1008.9739 | 0 | 1.0939 | 2223.5684 | 437.4452 | 659.4966 | 2646.0735 | 0 | 2.6808 | 0.0062552 | 0 | 0.99717 | 0 | 0 | 2111.4787 | 0 | 0 | 0 | 13419.5476 | 198 | 11 | Spring
2018-07-17 12:00 | 0.46857 | 3232.5631 | 171.2191 | 1199.0163 | 1015.9569 | 0 | 0.85519 | 2269.8946 | 435.2305 | 648.4418 | 2624.9418 | 0 | 3.0457 | 0.0062405 | 0 | 1.1329 | 0 | 0 | 2113.6516 | 0 | 0 | 0 | 13716.4243 | 198 | 12 | Spring
2018-07-17 13:00 | 0 | 3573.7371 | 165.9943 | 1124.1938 | 987.7661 | 0 | 0.82734 | 2283.1323 | 423.7805 | 633.9046 | 2548.2454 | 0 | 3.0659 | 0.0062582 | 0 | 1.1404 | 0 | 0 | 2101.5444 | 0 | 0 | 0 | 13847.3384 | 198 | 13 | Spring
2018-07-17 14:00 | 0.0073751 | 3901.9737 | 166.6068 | 1076.8408 | 977.0484 | 0 | 0.71601 | 2264.8761 | 400.2922 | 617.2782 | 2417.9019 | 0 | 3.4454 | 0.0055722 | 0 | 1.2815 | 0 | 0 | 2074.009 | 0 | 0 | 0 | 13902.283 | 198 | 14 | Spring
2018-07-17 15:00 | 0.0078668 | 4195.5366 | 179.459 | 1133.5509 | 1012.8998 | 0 | 0.93383 | 2178.4978 | 369.5001 | 611.4916 | 2291.9009 | 0 | 4.6163 | 0.0055891 | 0 | 1.7171 | 0 | 0 | 2006.2083 | 0 | 0 | 0 | 13986.3256 | 198 | 15 | Spring
2018-07-17 16:00 | 0 | 4444.555 | 204.7904 | 1269.2911 | 1084.8233 | 0 | 1.1039 | 2067.3255 | 338.7655 | 525.8742 | 2196.5733 | 0 | 5.9499 | 0.0056473 | 0 | 2.2131 | 0 | 0 | 1901.1617 | 0 | 0 | 0 | 14042.4326 | 198 | 16 | Spring
2018-07-17 17:00 | 0.055723 | 4541.5828 | 247.1424 | 1534.1416 | 1155.0272 | 0 | 1.315 | 1911.0523 | 307.5341 | 514.0297 | 2121.0771 | 0 | 6.8366 | 0.0057458 | 0 | 2.5429 | 0 | 0 | 1751.9942 | 0 | 0 | 0 | 14094.3373 | 198 | 17 | Spring
2018-07-17 18:00 | 0 | 4444.3406 | 294.4082 | 1559.7264 | 1147.2992 | 0 | 0.50368 | 1504.0852 | 282.7983 | 495.6258 | 1918.4104 | 0 | 5.2616 | 0.005742 | 0 | 1.9571 | 0 | 0 | 1744.9933 | 0 | 0 | 0 | 13399.4155 | 198 | 18 | Spring
2018-07-17 19:00 | 0 | 4069.5369 | 373.5471 | 1476.4805 | 1110.2176 | 0 | 0.62427 | 1277.6001 | 262.2704 | 461.0436 | 1827.9527 | 0 | 2.8828 | 0.005756 | 0 | 1.0723 | 0 | 0 | 1769.9259 | 0 | 0 | 0 | 12633.1601 | 198 | 19 | Spring
2018-07-17 20:00 | 0 | 3524.3918 | 491.3547 | 1407.4661 | 1061.586 | 0 | 0.84491 | 1028.281 | 352.94 | 384.8408 | 1732.5348 | 0 | 2.3002 | 0.0057323 | 0 | 0.85557 | 0 | 0 | 1821.1522 | 0 | 0 | 0 | 11808.5537 | 198 | 20 | Spring
2018-07-17 21:00 | 0 | 3078.7411 | 556.053 | 1334.9709 | 1014.4169 | 0 | 1.2802 | 763.6672 | 376.7066 | 309.8073 | 1645.6322 | 0 | 1.7216 | 0.0057513 | 0 | 0.64038 | 0 | 0 | 1776.576 | 0 | 0 | 0 | 10860.2191 | 198 | 21 | Spring
2018-07-17 22:00 | 0 | 2708.9876 | 329.1402 | 1162.3235 | 910.4078 | 0 | 0.7754 | 654.5925 | 323.2668 | 254.117 | 1589.6138 | 0 | 1.1145 | 0.0058243 | 0 | 0.41456 | 0 | 0 | 1708.3364 | 0 | 0 | 0 | 9643.096 | 198 | 22 | Spring
2018-07-17 23:00 | 0.014914 | 2410.6141 | 130.106 | 876.8633 | 872.1651 | 0 | 0.45896 | 578.7553 | 288.7158 | 220.4913 | 1552.7008 | 0 | 0.80078 | 0.0059545 | 0 | 0.29786 | 0 | 0 | 1684.1102 | 0 | 0 | 0 | 8616.1004 | 198 | 23 | Spring
2018-07-18 | 0.015078 | 2169.2467 | 83.3855 | 643.5955 | 863.9522 | 0 | 0.16114 | 481.7355 | 271.0542 | 187.5407 | 1488.2348 | 0 | 0.44169 | 0.0067451 | 0 | 0.16429 | 0 | 0 | 1667.706 | 0 | 0 | 0 | 7857.2402 | 199 | 0 | Spring
2018-07-18 01:00 | 0.034253 | 1984.0305 | 75.9329 | 519.1456 | 858.486 | 0 | 0.19657 | 431.6498 | 260.9403 | 167.0421 | 1458.3492 | 0 | 0.28572 | 0.0067025 | 0 | 0.10628 | 0 | 0 | 1689.9656 | 0 | 0 | 0 | 7446.1717 | 199 | 1 | Spring
2018-07-18 02:00 | 0.42792 | 1807.7664 | 74.3718 | 448.6678 | 854.5121 | 0 | 0.2551 | 435.2536 | 257.6641 | 157.0545 | 1428.0943 | 0 | 0.1367 | 0.0066916 | 0 | 0.050846 | 0 | 0 | 1738.8838 | 0 | 0 | 0 | 7203.1456 | 199 | 2 | Spring
2018-07-18 03:00 | 0.43972 | 1620.2406 | 74.3718 | 436.4249 | 856.1693 | 0 | 0.30986 | 446.2153 | 258.3432 | 158.9345 | 1396.0442 | 0 | 0.17939 | 0.0066314 | 0 | 0.066726 | 0 | 0 | 1753.0396 | 0 | 0 | 0 | 7000.7857 | 199 | 3 | Spring
2018-07-18 04:00 | 1.2444 | 1438.9355 | 74.4723 | 505.6959 | 869.9137 | 0 | 0.74087 | 475.8647 | 267.9967 | 186.7956 | 1398.9961 | 0 | 0.098245 | 0.0065214 | 0 | 0.036543 | 0 | 0 | 1804.7146 | 0 | 0 | 0 | 7025.5117 | 199 | 4 | Spring
2018-07-18 05:00 | 1.5489 | 1306.8742 | 85.1539 | 715.7124 | 883.7507 | 0 | 1.0478 | 600.8236 | 278.5876 | 226.8761 | 1458.3413 | 0 | 0.40292 | 0.0064759 | 0 | 0.14987 | 0 | 0 | 1890.6729 | 0 | 0 | 0 | 7449.9487 | 199 | 5 | Spring
2018-07-18 06:00 | 1.361 | 1292.4823 | 167.2509 | 1032.3671 | 904.3405 | 0 | 2.5896 | 750.4642 | 184.0462 | 354.4853 | 1765.0205 | 0 | 1.0534 | 0.0064052 | 0 | 0.39181 | 0 | 0 | 1898.2882 | 0 | 0 | 0 | 8354.1475 | 199 | 6 | Spring
2018-07-18 07:00 | 1.3814 | 1488.602 | 228.9404 | 1172.0573 | 946.6003 | 0 | 6.2279 | 1072.7401 | 254.76 | 409.0046 | 1996.305 | 0 | 1.9777 | 0.0064336 | 0 | 0.73563 | 0 | 0 | 2001.8225 | 0 | 0 | 0 | 9581.1615 | 199 | 7 | Spring
2018-07-18 08:00 | 0.5415 | 1821.6745 | 219.7857 | 1235.9569 | 983.7901 | 0 | 2.2467 | 1466.5812 | 341.2662 | 545.3926 | 2230.7672 | 0 | 2.1377 | 0.005675 | 0 | 0.79515 | 0 | 0 | 2075.3054 | 0 | 0 | 0 | 10926.2465 | 199 | 8 | Spring
2018-07-18 09:00 | 0.68851 | 2234.7955 | 204.3009 | 1225.7114 | 1005.289 | 0 | 2.3882 | 1823.2807 | 399.4352 | 605.9887 | 2435.6326 | 0 | 1.9555 | 0.0056328 | 0 | 0.72737 | 0 | 0 | 2125.6432 | 0 | 0 | 0 | 12065.8425 | 199 | 9 | Spring
2018-07-18 10:00 | 0.37482 | 2686.9129 | 193.0486 | 1240.1036 | 1006.8031 | 0 | 1.7387 | 2126.4157 | 427.9004 | 644.3714 | 2595.568 | 0 | 2.1983 | 0.0055973 | 0 | 0.81766 | 0 | 0 | 2102.4428 | 0 | 0 | 0 | 13028.7015 | 199 | 10 | Spring
2018-07-18 11:00 | 0.21519 | 3142.6703 | 178.5423 | 1251.4742 | 1009.061 | 0 | 0.801 | 2323.9429 | 437.4018 | 660.5926 | 2643.1699 | 0 | 2.7179 | 0.0064036 | 0 | 1.0109 | 0 | 0 | 2140.1419 | 0 | 0 | 0 | 13791.7483 | 199 | 11 | Spring
2018-07-18 12:00 | 0.35237 | 3558.3294 | 172.1489 | 1222.52 | 1016.278 | 0 | 0.58061 | 2412.1942 | 435.2214 | 649.6372 | 2621.3719 | 0 | 3.0751 | 0.0063015 | 0 | 1.1438 | 0 | 0 | 2133.9648 | 0 | 0 | 0 | 14226.824 | 199 | 12 | Spring
2018-07-18 13:00 | 0.031631 | 3932.3193 | 164.5577 | 1086.5989 | 987.5981 | 0 | 0.56138 | 2450.7237 | 423.7751 | 632.8231 | 2544.7995 | 0 | 3.087 | 0.0062999 | 0 | 1.1482 | 0 | 0 | 2115.8739 | 0 | 0 | 0 | 14343.9038 | 199 | 13 | Spring
2018-07-18 14:00 | 0.0057362 | 4236.1151 | 166.785 | 1075.8554 | 977.5358 | 0 | 0.56849 | 2433.9716 | 400.2933 | 618.0343 | 2413.6314 | 0 | 3.4429 | 0.0063303 | 0 | 1.2806 | 0 | 0 | 2072.2822 | 0 | 0 | 0 | 14399.8083 | 199 | 14 | Spring
2018-07-18 15:00 | 0.0063918 | 4519.5223 | 179.9147 | 1105.8212 | 1013.3623 | 0 | 0.78315 | 2363.2202 | 369.5003 | 614.8007 | 2285.2708 | 0 | 4.5645 | 0.0055559 | 0 | 1.6978 | 0 | 0 | 1983.5987 | 0 | 0 | 0 | 14442.0686 | 199 | 15 | Spring
2018-07-18 16:00 | 0 | 4739.7773 | 204.141 | 1312.5014 | 1084.348 | 0 | 0.92714 | 2239.9127 | 338.7662 | 525.1092 | 2191.4106 | 0 | 5.8104 | 0.0055958 | 0 | 2.1612 | 0 | 0 | 1856.6156 | 0 | 0 | 0 | 14501.4864 | 199 | 16 | Spring
2018-07-18 17:00 | 0 | 4827.8468 | 245.0763 | 1494.2722 | 1154.6497 | 0 | 0.94176 | 2056.5062 | 307.5195 | 514.8534 | 2115.9246 | 0 | 6.694 | 0.0056825 | 0 | 2.4899 | 0 | 0 | 1715.3923 | 0 | 0 | 0 | 14442.1723 | 199 | 17 | Spring
2018-07-18 18:00 | 0.038842 | 4748.5156 | 295.4531 | 1584.0389 | 1149.0376 | 0 | 0.37339 | 1627.6476 | 282.785 | 498.2443 | 1915.5289 | 0 | 5.1218 | 0.0057043 | 0 | 1.9051 | 0 | 0 | 1698.6802 | 0 | 0 | 0 | 13807.3761 | 199 | 18 | Spring
2018-07-18 19:00 | 0 | 4382.823 | 376.7397 | 1535.8624 | 1111.8399 | 0 | 0.49097 | 1392.9298 | 262.2951 | 463.3142 | 1827.6098 | 0 | 2.7847 | 0.0057523 | 0 | 1.0358 | 0 | 0 | 1709.4828 | 0 | 0 | 0 | 13067.2138 | 199 | 19 | Spring
2018-07-18 20:00 | 0 | 3836.6897 | 491.8132 | 1460.1922 | 1061.5971 | 0 | 0.7748 | 1116.4165 | 353.6123 | 386.1639 | 1733.5553 | 0 | 2.2196 | 0.0057786 | 0 | 0.82559 | 0 | 0 | 1757.1973 | 0 | 0 | 0 | 12201.0631 | 199 | 20 | Spring
2018-07-18 21:00 | 0 | 3403.418 | 554.6116 | 1363.468 | 1014.1933 | 0 | 1.0727 | 831.3461 | 379.5439 | 310.9366 | 1647.8363 | 0 | 1.6822 | 0.0057802 | 0 | 0.62573 | 0 | 0 | 1735.6339 | 0 | 0 | 0 | 11244.3743 | 199 | 21 | Spring
2018-07-18 22:00 | 0 | 3048.0265 | 333.5438 | 1165.6676 | 911.1164 | 0 | 0.54275 | 725.9736 | 326.9914 | 255.3562 | 1591.1189 | 0 | 1.1063 | 0.0058744 | 0 | 0.41149 | 0 | 0 | 1695.1128 | 0 | 0 | 0 | 10054.9737 | 199 | 22 | Spring
2018-07-18 23:00 | 0.0055723 | 2732.5246 | 130.8919 | 849.0979 | 872.0866 | 0 | 0.73668 | 646.3342 | 290.7229 | 221.4666 | 1553.4075 | 0 | 0.79259 | 0.0058084 | 0 | 0.29481 | 0 | 0 | 1667.3069 | 0 | 0 | 0 | 8965.6747 | 199 | 23 | Spring
2018-07-19 | 0.033762 | 2449.3149 | 83.2063 | 643.9197 | 863.9626 | 0 | 0.58315 | 533.236 | 271.9062 | 186.1116 | 1487.2011 | 0 | 0.43749 | 0.0064958 | 0 | 0.16273 | 0 | 0 | 1650.5108 | 0 | 0 | 0 | 8170.5929 | 200 | 0 | Summer Peak
2018-07-19 01:00 | 0.02147 | 2212.3917 | 75.9601 | 505.394 | 858.2064 | 0 | 0.17577 | 463.6116 | 260.8345 | 166.6457 | 1453.888 | 0 | 0.28219 | 0.0064778 | 0 | 0.10496 | 0 | 0 | 1665.5332 | 0 | 0 | 0 | 7663.0561 | 200 | 1 | Summer Peak
2018-07-19 02:00 | 0.38547 | 1998.2725 | 74.3718 | 446.9127 | 854.2702 | 0 | 0.22839 | 455.2675 | 257.5979 | 159.1352 | 1422.6558 | 0 | 0.13421 | 0.0064087 | 0 | 0.04992 | 0 | 0 | 1716.6883 | 0 | 0 | 0 | 7385.9762 | 200 | 2 | Summer Peak
2018-07-19 03:00 | 0.39744 | 1827.8606 | 74.3718 | 457.1621 | 856.3466 | 0 | 0.27353 | 474.3669 | 258.3991 | 160.624 | 1389.2025 | 0 | 0.17865 | 0.0064486 | 0 | 0.066452 | 0 | 0 | 1748.2391 | 0 | 0 | 0 | 7247.4951 | 200 | 3 | Summer Peak
2018-07-19 04:00 | 1.1015 | 1669.4684 | 74.4623 | 510.8828 | 870.1795 | 0 | 0.41107 | 508.9888 | 268.1541 | 187.7711 | 1391.2812 | 0 | 0.098269 | 0.0070756 | 0 | 0.036552 | 0 | 0 | 1800.5839 | 0 | 0 | 0 | 7283.4266 | 200 | 4 | Summer Peak
2018-07-19 05:00 | 1.388 | 1530.5938 | 84.7939 | 724.0841 | 883.8444 | 0 | 0.60709 | 631.2443 | 279.0343 | 228.3575 | 1450.3287 | 0 | 0.40443 | 0.0070792 | 0 | 0.15043 | 0 | 0 | 1897.9488 | 0 | 0 | 0 | 7712.7868 | 200 | 5 | Summer Peak
2018-07-19 06:00 | 1.3705 | 1501.8574 | 168.1507 | 1058.1037 | 904.2627 | 0 | 2.3256 | 774.8454 | 185.5083 | 356.8499 | 1757.9193 | 0 | 1.0689 | 0.0062929 | 0 | 0.3976 | 0 | 0 | 1925.7523 | 0 | 0 | 0 | 8638.4186 | 200 | 6 | Summer Peak
2018-07-19 07:00 | 1.2262 | 1729.2842 | 231.2076 | 1208.4642 | 946.611 | 0 | 5.9964 | 1125.3196 | 257.8262 | 409.7327 | 1989.6426 | 0 | 1.9915 | 0.0062471 | 0 | 0.74075 | 0 | 0 | 2014.9436 | 0 | 0 | 0 | 9922.9927 | 200 | 7 | Summer Peak
2018-07-19 08:00 | 0.492 | 2089.09 | 222.8944 | 1202.008 | 984.1645 | 0 | 2.681 | 1536.4355 | 344.4966 | 542.8396 | 2222.7887 | 0 | 2.1427 | 0.006314 | 0 | 0.79699 | 0 | 0 | 2080.2132 | 0 | 0 | 0 | 11231.0495 | 200 | 8 | Summer Peak
2018-07-19 09:00 | 0.63738 | 2536.5282 | 206.2586 | 1244.0024 | 1005.5794 | 0 | 2.111 | 1897.4171 | 400.4657 | 606.8933 | 2423.8426 | 0 | 1.9907 | 0.0064194 | 0 | 0.74047 | 0 | 0 | 2164.429 | 0 | 0 | 0 | 12490.9023 | 200 | 9 | Summer Peak
2018-07-19 10:00 | 0.30599 | 3006.9072 | 192.6493 | 1269.9488 | 1006.0302 | 0 | 1.3681 | 2193.6291 | 428.0538 | 645.8792 | 2576.1418 | 0 | 2.2498 | 0.005696 | 0 | 0.83683 | 0 | 0 | 2151.9208 | 0 | 0 | 0 | 13475.9266 | 200 | 10 | Summer Peak
2018-07-19 11:00 | 0.24502 | 3433.4917 | 178.1521 | 1266.3168 | 1008.3337 | 0 | 0.82666 | 2388.1136 | 437.4138 | 660.6738 | 2615.0745 | 0 | 2.7725 | 0.0064132 | 0 | 1.0313 | 0 | 0 | 2183.425 | 0 | 0 | 0 | 14175.8771 | 200 | 11 | Summer Peak
2018-07-19 12:00 | 0.30238 | 3844.9926 | 170.185 | 1214.5522 | 1015.8003 | 0 | 0.60123 | 2496.6078 | 435.2254 | 648.4848 | 2587.6468 | 0 | 3.1344 | 0.0063682 | 0 | 1.1659 | 0 | 0 | 2175.0835 | 0 | 0 | 0 | 14593.7886 | 200 | 12 | Summer Peak
2018-07-19 13:00 | 0 | 4206.659 | 164.5738 | 1093.4688 | 987.8027 | 0 | 0.50143 | 2564.8371 | 423.7787 | 636.0252 | 2510.159 | 0 | 3.1223 | 0.00634 | 0 | 1.1614 | 0 | 0 | 2140.3639 | 0 | 0 | 0 | 14732.4597 | 200 | 13 | Summer Peak
2018-07-19 14:00 | 0.019831 | 4515.6016 | 166.9703 | 1042.1901 | 977.3958 | 0 | 0.46521 | 2572.0536 | 400.2939 | 618.8202 | 2384.172 | 0 | 3.4311 | 0.0055419 | 0 | 1.2762 | 0 | 0 | 2065.2487 | 0 | 0 | 0 | 14747.9441 | 200 | 14 | Summer Peak
2018-07-19 15:00 | 0.047693 | 4808.7753 | 179.9515 | 1125.772 | 1012.9934 | 0 | 0.69667 | 2510.2632 | 369.5005 | 612.669 | 2266.9063 | 0 | 4.4974 | 0.0055517 | 0 | 1.6729 | 0 | 0 | 1954.5688 | 0 | 0 | 0 | 14848.3202 | 200 | 15 | Summer Peak
2018-07-19 16:00 | 0 | 4969.8565 | 204.7117 | 1275.6323 | 1084.8354 | 0 | 0.769 | 2381.7824 | 338.7656 | 527.2473 | 2184.0336 | 0 | 5.7182 | 0.0056343 | 0 | 2.1269 | 0 | 0 | 1827.1153 | 0 | 0 | 0 | 14802.5998 | 200 | 16 | Summer Peak
2018-07-19 17:00 | 0 | 4999.3741 | 246.506 | 1493.651 | 1154.7541 | 0 | 0.89559 | 2186.6588 | 307.5204 | 516.1347 | 2118.4565 | 0 | 6.5898 | 0.005676 | 0 | 2.4511 | 0 | 0 | 1688.6257 | 0 | 0 | 0 | 14721.6235 | 200 | 17 | Summer Peak
2018-07-19 18:00 | 0.004589 | 4846.8018 | 297.4254 | 1577.3126 | 1149.9786 | 0 | 0.37729 | 1710.8385 | 282.7839 | 498.2823 | 1925.4346 | 0 | 5.0857 | 0.0057335 | 0 | 1.8917 | 0 | 0 | 1686.6593 | 0 | 0 | 0 | 13982.8819 | 200 | 18 | Summer Peak
2018-07-19 19:00 | 0 | 4499.0341 | 374.7105 | 1508.7588 | 1111.5741 | 0 | 0.53995 | 1462.1957 | 262.2751 | 462.7165 | 1842.2009 | 0 | 2.7684 | 0.0057695 | 0 | 1.0297 | 0 | 0 | 1699.4035 | 0 | 0 | 0 | 13227.2129 | 200 | 19 | Summer Peak
2018-07-19 20:00 | 0 | 4014.8586 | 490.5369 | 1415.7981 | 1061.8584 | 0 | 0.78712 | 1179.9559 | 353.5375 | 387.4795 | 1749.5825 | 0 | 2.197 | 0.0058356 | 0 | 0.81718 | 0 | 0 | 1739.3592 | 0 | 0 | 0 | 12396.7737 | 200 | 20 | Summer Peak
2018-07-19 21:00 | 0 | 3602.6195 | 558.3785 | 1338.0557 | 1015.241 | 0 | 1.0376 | 882.7185 | 376.7887 | 311.3375 | 1661.3123 | 0 | 1.6515 | 0.0056457 | 0 | 0.6143 | 0 | 0 | 1703.9592 | 0 | 0 | 0 | 11453.7199 | 200 | 21 | Summer Peak
2018-07-19 22:00 | 0 | 3248.2576 | 336.6383 | 1175.3732 | 911.2191 | 0 | 0.53889 | 773.2286 | 323.4504 | 255.8527 | 1598.3722 | 0 | 1.0863 | 0.005616 | 0 | 0.40408 | 0 | 0 | 1663.9821 | 0 | 0 | 0 | 10288.4092 | 200 | 22 | Summer Peak
2018-07-19 23:00 | 0 | 2897.9132 | 131.6001 | 863.0465 | 872.0164 | 0 | 0.71269 | 679.4286 | 289.0378 | 222.0463 | 1552.152 | 0 | 0.78025 | 0.0055934 | 0 | 0.29022 | 0 | 0 | 1641.0195 | 0 | 0 | 0 | 9150.0491 | 200 | 23 | Summer Peak
2018-07-20 | 0.021142 | 2623.5874 | 83.1169 | 657.7428 | 864.1136 | 0 | 0.56711 | 562.325 | 271.5083 | 188.2325 | 1481.7736 | 0 | 0.44224 | 0.0063723 | 0 | 0.1645 | 0 | 0 | 1669.279 | 0 | 0 | 0 | 8402.8805 | 201 | 0 | Summer Peak
2018-07-20 01:00 | 0.032451 | 2409.9315 | 75.9027 | 510.1088 | 858.5583 | 0 | 0.14731 | 492.7781 | 260.674 | 168.0005 | 1458.9024 | 0 | 0.28687 | 0.0065225 | 0 | 0.1067 | 0 | 0 | 1694.3788 | 0 | 0 | 0 | 7929.8149 | 201 | 1 | Summer Peak
2018-07-20 02:00 | 0.2796 | 2200.6046 | 74.3718 | 452.5168 | 854.4081 | 0 | 0.17952 | 488.3321 | 257.5285 | 158.6204 | 1426.379 | 0 | 0.13625 | 0.006463 | 0 | 0.050679 | 0 | 0 | 1737.2945 | 0 | 0 | 0 | 7650.7083 | 201 | 2 | Summer Peak
2018-07-20 03:00 | 0.22666 | 2022.009 | 74.3718 | 438.1814 | 856.2118 | 0 | 0.19894 | 506.194 | 258.4011 | 162.0215 | 1392.336 | 0 | 0.17913 | 0.0064117 | 0 | 0.066628 | 0 | 0 | 1750.2828 | 0 | 0 | 0 | 7460.6872 | 201 | 3 | Summer Peak
2018-07-20 04:00 | 0.7562 | 1835.1251 | 74.4649 | 509.0883 | 869.8376 | 0 | 0.48241 | 549.6207 | 268.2158 | 187.8861 | 1395.3162 | 0 | 0.098638 | 0.0063893 | 0 | 0.036689 | 0 | 0 | 1813.9758 | 0 | 0 | 0 | 7504.9107 | 201 | 4 | Summer Peak
2018-07-20 05:00 | 0.65655 | 1684.6315 | 84.7974 | 737.7364 | 883.9605 | 0 | 0.58763 | 695.9735 | 279.1772 | 228.7433 | 1453.3729 | 0 | 0.39948 | 0.0069222 | 0 | 0.14859 | 0 | 0 | 1875.0515 | 0 | 0 | 0 | 7925.2434 | 201 | 5 | Summer Peak
2018-07-20 06:00 | 0.71572 | 1628.4215 | 167.3142 | 1061.5048 | 904.3364 | 0 | 2.0883 | 844.1201 | 185.704 | 356.2282 | 1759.6966 | 0 | 1.0381 | 0.0060124 | 0 | 0.38614 | 0 | 0 | 1870.6762 | 0 | 0 | 0 | 8782.2363 | 201 | 6 | Summer Peak
2018-07-20 07:00 | 0.78685 | 1813.8313 | 226.5285 | 1209.3431 | 946.0154 | 0 | 5.5925 | 1192.3214 | 258.055 | 410.3091 | 1992.2567 | 0 | 1.9215 | 0.0059846 | 0 | 0.71471 | 0 | 0 | 1944.6201 | 0 | 0 | 0 | 10002.3022 | 201 | 7 | Summer Peak
2018-07-20 08:00 | 0.48446 | 2174.6396 | 219.6241 | 1203.0751 | 983.7801 | 0 | 3.1194 | 1618.2475 | 344.796 | 542.401 | 2228.2404 | 0 | 2.0554 | 0.0060345 | 0 | 0.76454 | 0 | 0 | 1995.9635 | 0 | 0 | 0 | 11317.1971 | 201 | 8 | Summer Peak
2018-07-20 09:00 | 0.67507 | 2602.797 | 204.7513 | 1233.3441 | 1005.2921 | 0 | 2.208 | 1962.7894 | 400.6845 | 606.6848 | 2435.0128 | 0 | 1.8829 | 0.0060328 | 0 | 0.70037 | 0 | 0 | 2046.7577 | 0 | 0 | 0 | 12503.5863 | 201 | 9 | Summer Peak
2018-07-20 10:00 | 0.29763 | 3040.6853 | 192.4446 | 1264.7577 | 1006.3236 | 0 | 1.4733 | 2241.9835 | 428.1673 | 646.4438 | 2596.2982 | 0 | 2.1016 | 0.0060199 | 0 | 0.7817 | 0 | 0 | 2010.0169 | 0 | 0 | 0 | 13431.781 | 201 | 10 | Summer Peak
2018-07-20 11:00 | 0.23813 | 3459.8467 | 178.7639 | 1258.4169 | 1008.8758 | 0 | 1.152 | 2438.7148 | 437.4452 | 656.9861 | 2646.0735 | 0 | 2.6076 | 0.0059987 | 0 | 0.96991 | 0 | 0 | 2053.6076 | 0 | 0 | 0 | 14143.704 | 201 | 11 | Summer Peak
2018-07-20 12:00 | 0.39891 | 3857.1 | 170.6233 | 1185.4371 | 1015.7132 | 0 | 0.92093 | 2556.4791 | 435.2305 | 649.6286 | 2624.9418 | 0 | 2.9994 | 0.0061341 | 0 | 1.1157 | 0 | 0 | 2081.4348 | 0 | 0 | 0 | 14582.0295 | 201 | 12 | Summer Peak
2018-07-20 13:00 | 0 | 4206.7407 | 165.9702 | 1083.5819 | 987.5943 | 0 | 0.8529 | 2617.2287 | 423.7805 | 635.598 | 2548.2454 | 0 | 3.044 | 0.0062713 | 0 | 1.1322 | 0 | 0 | 2086.3203 | 0 | 0 | 0 | 14760.0953 | 201 | 13 | Summer Peak
2018-07-20 14:00 | 0.019667 | 4533.2519 | 166.7593 | 1063.8511 | 977.6098 | 0 | 0.80507 | 2633.8883 | 400.2922 | 620.1232 | 2417.9019 | 0 | 3.3848 | 0.005558 | 0 | 1.259 | 0 | 0 | 2037.4954 | 0 | 0 | 0 | 14856.6472 | 201 | 14 | Summer Peak
2018-07-20 15:00 | 0.013439 | 4783.4363 | 179.5417 | 1103.9054 | 1012.7591 | 0 | 1.0185 | 2559.2461 | 369.5001 | 612.4994 | 2291.9009 | 0 | 4.4896 | 0.0056381 | 0 | 1.6699 | 0 | 0 | 1951.0913 | 0 | 0 | 0 | 14871.0774 | 201 | 15 | Summer Peak
2018-07-20 16:00 | 0 | 4952.3196 | 204.4144 | 1289.9566 | 1084.3525 | 0 | 1.0048 | 2412.4556 | 338.7655 | 528.5276 | 2196.5733 | 0 | 5.7198 | 0.0057103 | 0 | 2.1275 | 0 | 0 | 1827.7783 | 0 | 0 | 0 | 14844.0012 | 201 | 16 | Summer Peak
2018-07-20 17:00 | 0.0054084 | 5007.4931 | 245.2016 | 1497.259 | 1153.6821 | 0 | 1.1126 | 2217.6142 | 307.5341 | 518.235 | 2121.0771 | 0 | 6.5727 | 0.005701 | 0 | 2.4448 | 0 | 0 | 1684.2756 | 0 | 0 | 0 | 14762.513 | 201 | 17 | Summer Peak
2018-07-20 18:00 | 0 | 4890.1137 | 296.0327 | 1521.3489 | 1148.2813 | 0 | 0.31426 | 1756.8894 | 282.7983 | 499.6662 | 1918.4104 | 0 | 5.0131 | 0.0056642 | 0 | 1.8647 | 0 | 0 | 1662.7291 | 0 | 0 | 0 | 13983.4675 | 201 | 18 | Summer Peak
2018-07-20 19:00 | 0.017864 | 4590.8043 | 375.5175 | 1515.3513 | 1110.7718 | 0 | 0.45499 | 1513.1092 | 262.2704 | 465.0463 | 1827.9527 | 0 | 2.7066 | 0.0056862 | 0 | 1.0067 | 0 | 0 | 1661.4641 | 0 | 0 | 0 | 13326.4796 | 201 | 19 | Summer Peak
2018-07-20 20:00 | 0 | 4103.1043 | 491.7956 | 1451.9267 | 1061.6994 | 0 | 0.68964 | 1220.4218 | 353.5111 | 390.1625 | 1732.5348 | 0 | 2.125 | 0.0056245 | 0 | 0.79041 | 0 | 0 | 1682.3409 | 0 | 0 | 0 | 12491.1078 | 201 | 20 | Summer Peak
2018-07-20 21:00 | 0.031467 | 3699.5188 | 555.7837 | 1342.5558 | 1014.5251 | 0 | 0.93396 | 919.4746 | 376.7066 | 313.7531 | 1645.6322 | 0 | 1.5963 | 0.005464 | 0 | 0.59377 | 0 | 0 | 1646.9565 | 0 | 0 | 0 | 11518.0674 | 201 | 21 | Summer Peak
2018-07-20 22:00 | 0 | 3364.8849 | 330.7191 | 1155.925 | 910.6335 | 0 | 0.37448 | 802.8567 | 323.2668 | 257.5036 | 1589.6138 | 0 | 1.0447 | 0.005377 | 0 | 0.38859 | 0 | 0 | 1600.6229 | 0 | 0 | 0 | 10337.8395 | 201 | 22 | Summer Peak
2018-07-20 23:00 | 0.20765 | 3053.5404 | 128.9061 | 855.714 | 872.2764 | 0 | 0.54115 | 714.1043 | 288.7158 | 222.7566 | 1552.7008 | 0 | 0.75247 | 0.0055273 | 0 | 0.27989 | 0 | 0 | 1582.7102 | 0 | 0 | 0 | 9273.2113 | 201 | 23 | Summer Peak
2018-07-21 | 0.43808 | 2749.7938 | 82.7552 | 624.1634 | 864.134 | 0 | 0.57942 | 586.3644 | 271.0542 | 188.4555 | 1488.2348 | 0 | 0.42723 | 0.0064327 | 0 | 0.15891 | 0 | 0 | 1611.9787 | 0 | 0 | 0 | 8468.5441 | 202 | 0 | Summer Peak
2018-07-21 01:00 | 0.5215 | 2497.9112 | 75.845 | 491.7145 | 858.5925 | 0 | 0.21068 | 565.4918 | 257.5727 | 160.9415 | 1554.5041 | 0 | 0.27874 | 0.0064678 | 0 | 0.10368 | 0 | 0 | 1644.6632 | 0 | 0 | 0 | 8108.3575 | 202 | 1 | Summer Peak
2018-07-21 02:00 | 1.2203 | 2287.9081 | 74.1733 | 443.3751 | 854.6262 | 0 | 0.28537 | 533.3537 | 252.563 | 161.4954 | 1528.6256 | 0 | 0.13152 | 0.00638 | 0 | 0.048922 | 0 | 0 | 1678.4344 | 0 | 0 | 0 | 7816.2474 | 202 | 2 | Summer Peak
2018-07-21 03:00 | 1.289 | 2130.6287 | 74.1733 | 434.6159 | 856.5433 | 0 | 0.4393 | 541.5493 | 249.2908 | 174.2665 | 1495.7777 | 0 | 0.17293 | 0.006415 | 0 | 0.064325 | 0 | 0 | 1692.4582 | 0 | 0 | 0 | 7651.2758 | 202 | 3 | Summer Peak
2018-07-21 04:00 | 2.4412 | 1973.9313 | 74.4406 | 436.2075 | 872.2819 | 0 | 0.59265 | 567.2261 | 251.6406 | 186.1575 | 1449.2601 | 0 | 0.094172 | 0.0062126 | 0 | 0.035028 | 0 | 0 | 1727.2631 | 0 | 0 | 0 | 7541.5779 | 202 | 4 | Summer Peak
2018-07-21 05:00 | 3.0944 | 1836.0653 | 80.3418 | 509.5164 | 891.4105 | 0 | 1.0245 | 636.4496 | 240.2773 | 212.2092 | 1396.6768 | 0 | 0.38303 | 0.0060608 | 0 | 0.14247 | 0 | 0 | 1796.595 | 0 | 0 | 0 | 7604.1926 | 202 | 5 | Summer Peak
2018-07-21 06:00 | 3.0295 | 1799.0017 | 117.0178 | 672.0556 | 905.0028 | 0 | 2.4507 | 723.1561 | 111.7532 | 260.3432 | 1505.3021 | 0 | 1.0046 | 0.0059568 | 0 | 0.37368 | 0 | 0 | 1810.6403 | 0 | 0 | 0 | 7911.1373 | 202 | 6 | Summer Peak
2018-07-21 07:00 | 1.6755 | 2017.5528 | 180.9189 | 976.3972 | 932.7353 | 0 | 7.394 | 989.8524 | 145.2604 | 294.8899 | 1485.9612 | 0 | 1.8342 | 0.0057621 | 0 | 0.68224 | 0 | 0 | 1856.1983 | 0 | 0 | 0 | 8891.358 | 202 | 7 | Summer Peak
2018-07-21 08:00 | 0.35532 | 2433.5766 | 232.2624 | 1244.0585 | 986.1735 | 0 | 4.137 | 1231.7097 | 190.2328 | 405.6536 | 1458.7875 | 0 | 2.0252 | 0.005702 | 0 | 0.75328 | 0 | 0 | 1966.2098 | 0 | 0 | 0 | 10155.9411 | 202 | 8 | Summer Peak
2018-07-21 09:00 | 0.59919 | 2948.9735 | 249.9884 | 1332.5896 | 1017.6611 | 0 | 3.1457 | 1547.4587 | 216.1134 | 458.1003 | 1470.1517 | 0 | 1.8704 | 0.0056538 | 0 | 0.69571 | 0 | 0 | 2033.5295 | 0 | 0 | 0 | 11280.8826 | 202 | 9 | Summer Peak
2018-07-21 10:00 | 0.24682 | 3427.2195 | 245.0921 | 1375.2304 | 1021.2129 | 0 | 2.2748 | 1844.2257 | 229.4304 | 492.072 | 1531.9523 | 0 | 2.1317 | 0.0055678 | 0 | 0.79292 | 0 | 0 | 2039.3339 | 0 | 0 | 0 | 12211.221 | 202 | 10 | Summer Peak
2018-07-21 11:00 | 0.17258 | 3827.5018 | 225.8279 | 1388.7719 | 1025.829 | 0 | 1.7439 | 2063.0918 | 236.1191 | 527.4779 | 1572.4347 | 0 | 2.5963 | 0.0055208 | 0 | 0.96572 | 0 | 0 | 2044.768 | 0 | 0 | 0 | 12917.3061 | 202 | 11 | Summer Peak
2018-07-21 12:00 | 0.27501 | 4175.641 | 214.7331 | 1449.5647 | 1034.9808 | 0 | 1.6851 | 2202.7276 | 237.7543 | 543.8162 | 1596.6214 | 0 | 2.9777 | 0.0054961 | 0 | 1.1076 | 0 | 0 | 2066.4587 | 0 | 0 | 0 | 13528.3486 | 202 | 12 | Summer Peak
2018-07-21 13:00 | 0 | 4586.4186 | 208.5411 | 1298.7577 | 1006.6925 | 0 | 1.1921 | 2313.6775 | 237.1653 | 561.8169 | 1608.9231 | 0 | 3.0122 | 0.005488 | 0 | 1.1204 | 0 | 0 | 2064.6617 | 0 | 0 | 0 | 13891.9846 | 202 | 13 | Summer Peak
2018-07-21 14:00 | 0 | 4918.1645 | 210.8221 | 1243.6362 | 995.8092 | 0 | 1.1681 | 2343.4848 | 233.5585 | 562.1911 | 1630.3994 | 0 | 3.397 | 0.0055479 | 0 | 1.2635 | 0 | 0 | 2044.7898 | 0 | 0 | 0 | 14188.6898 | 202 | 14 | Summer Peak
2018-07-21 15:00 | 0.0032778 | 5144.4367 | 218.2045 | 1236.9915 | 1033.7982 | 0 | 1.1251 | 2337.3916 | 228.5869 | 555.5686 | 1677.8935 | 0 | 4.5886 | 0.005619 | 0 | 1.7068 | 0 | 0 | 1994.134 | 0 | 0 | 0 | 14434.4349 | 202 | 15 | Summer Peak
2018-07-21 16:00 | 0 | 5280.1127 | 236.1392 | 1409.5114 | 1106.2942 | 0 | 1.116 | 2291.702 | 224.7818 | 472.308 | 1739.4038 | 0 | 5.9713 | 0.0056887 | 0 | 2.2211 | 0 | 0 | 1908.1405 | 0 | 0 | 0 | 14677.7078 | 202 | 16 | Summer Peak
2018-07-21 17:00 | 0 | 5267.6404 | 266.6403 | 1506.8895 | 1173.145 | 0 | 1.3727 | 2143.6422 | 222.6411 | 459.0098 | 1799.5126 | 0 | 6.943 | 0.0057645 | 0 | 2.5825 | 0 | 0 | 1779.1564 | 0 | 0 | 0 | 14629.1814 | 202 | 17 | Summer Peak
2018-07-21 18:00 | 0.023273 | 5124.7437 | 310.0908 | 1536.558 | 1161.9293 | 0 | 0.3832 | 1725.8785 | 221.7134 | 434.7989 | 1703.4896 | 0 | 5.1432 | 0.0057124 | 0 | 1.913 | 0 | 0 | 1705.7836 | 0 | 0 | 0 | 13932.4541 | 202 | 18 | Summer Peak
2018-07-21 19:00 | 0.0018028 | 4740.0852 | 389.3531 | 1498.57 | 1121.5233 | 0 | 0.49298 | 1481.2503 | 221.456 | 398.6907 | 1691.7697 | 0 | 2.8087 | 0.0057033 | 0 | 1.0447 | 0 | 0 | 1724.2473 | 0 | 0 | 0 | 13271.2994 | 202 | 19 | Summer Peak
2018-07-21 20:00 | 0 | 4217.2555 | 511.7694 | 1437.3332 | 1068.8815 | 0 | 0.69022 | 1207.4117 | 326.481 | 350.7055 | 1672.4666 | 0 | 2.2012 | 0.0056711 | 0 | 0.81875 | 0 | 0 | 1742.4877 | 0 | 0 | 0 | 12538.5079 | 202 | 20 | Summer Peak
2018-07-21 21:00 | 0.00065557 | 3817.4445 | 585.2538 | 1349.5814 | 1021.1303 | 0 | 1.0127 | 1005.1823 | 357.8307 | 303.76 | 1628.8623 | 0 | 1.6266 | 0.0055826 | 0 | 0.60502 | 0 | 0 | 1678.1813 | 0 | 0 | 0 | 11750.4771 | 202 | 21 | Summer Peak
2018-07-21 22:00 | 0.03999 | 3441.9598 | 365.9359 | 1172.8385 | 914.6351 | 0 | 0.43028 | 847.6637 | 310.0988 | 244.0399 | 1574.5126 | 0 | 1.0462 | 0.0055138 | 0 | 0.38913 | 0 | 0 | 1602.918 | 0 | 0 | 0 | 10476.5134 | 202 | 22 | Summer Peak
2018-07-21 23:00 | 0.058837 | 3067.0785 | 143.3269 | 891.6656 | 870.5677 | 0 | 0.42955 | 716.6789 | 277.2913 | 198.8151 | 1537.2268 | 0 | 0.75227 | 0.0057542 | 0 | 0.27981 | 0 | 0 | 1582.8802 | 0 | 0 | 0 | 9287.0571 | 202 | 23 | Summer Peak
2018-07-22 | 0.26501 | 2750.9255 | 86.56 | 668.4801 | 862.4568 | 0 | 0.32011 | 601.2489 | 264.1304 | 170.1748 | 1543.9823 | 0 | 0.99241 | 0.0066291 | 0 | 0.36914 | 0 | 0 | 1128.7022 | 0 | 0 | 0 | 8078.6142 | 203 | 0 | Summer
2018-07-22 01:00 | 0.26829 | 2506.0937 | 76.6354 | 515.7008 | 856.5153 | 0 | 0.21675 | 491.4318 | 249.3002 | 160.4935 | 1433.9839 | 0 | 0.40517 | 0.006671 | 0 | 0.15071 | 0 | 0 | 1163.7436 | 0 | 0 | 0 | 7454.9459 | 203 | 1 | Summer
2018-07-22 02:00 | 0.88551 | 2284.0098 | 74.1733 | 448.8665 | 852.9964 | 0 | 0.30514 | 477.7026 | 244.8259 | 164.0105 | 1428.4635 | 0 | 0.34777 | 0.0080666 | 0 | 0.12936 | 0 | 0 | 1119.8154 | 0 | 0 | 0 | 7096.5398 | 203 | 2 | Summer
2018-07-22 03:00 | 1.0151 | 2109.696 | 74.1733 | 436.2751 | 855.7638 | 0 | 0.38822 | 471.4745 | 240.3942 | 175.5492 | 1386.337 | 0 | 0.2552 | 0.0080208 | 0 | 0.094924 | 0 | 0 | 1105.4296 | 0 | 0 | 0 | 6856.8543 | 203 | 3 | Summer
2018-07-22 04:00 | 2.2348 | 1939.9173 | 74.4495 | 444.134 | 871.9857 | 0 | 0.49998 | 478.9469 | 245.2132 | 190.2611 | 1354.223 | 0 | 0.049404 | 0.0085885 | 0 | 0.018376 | 0 | 0 | 1112.8464 | 0 | 0 | 0 | 6714.7883 | 203 | 4 | Summer
2018-07-22 05:00 | 3.229 | 1807.2819 | 80.6432 | 507.1328 | 891.5132 | 0 | 1.2089 | 547.4837 | 237.4738 | 216.5406 | 1320.3145 | 0 | 0.15045 | 0.0079771 | 0 | 0.05596 | 0 | 0 | 1107.8362 | 0 | 0 | 0 | 6720.8723 | 203 | 5 | Summer
2018-07-22 06:00 | 3.7041 | 1741.8003 | 116.8306 | 664.3701 | 905.0232 | 0 | 2.7198 | 579.5165 | 107.3939 | 259.1397 | 1265.2896 | 0 | 0.32094 | 0.0079979 | 0 | 0.11938 | 0 | 0 | 1108.3859 | 0 | 0 | 0 | 6754.6221 | 203 | 6 | Summer
2018-07-22 07:00 | 1.8895 | 1912.4692 | 181.4581 | 976.9699 | 932.9268 | 0 | 7.8531 | 768.2416 | 122.4289 | 286.3637 | 1235.7193 | 0 | 0.54619 | 0.0065872 | 0 | 0.20316 | 0 | 0 | 1069.9656 | 0 | 0 | 0 | 7497.0417 | 203 | 7 | Summer
2018-07-22 08:00 | 0.58526 | 2262.8232 | 233.4708 | 1225.0358 | 986.2641 | 0 | 4.6491 | 900.639 | 141.5982 | 396.4482 | 1274.5439 | 0 | 1.0462 | 0.0066114 | 0 | 0.38915 | 0 | 0 | 1080.7134 | 0 | 0 | 0 | 8508.2128 | 203 | 8 | Summer
2018-07-22 09:00 | 0.56264 | 2706.7362 | 249.0144 | 1376.7119 | 1017.1879 | 0 | 3.4038 | 1123.8925 | 161.0525 | 433.2967 | 1292.3003 | 0 | 1.8141 | 0.0066188 | 0 | 0.67477 | 0 | 0 | 1059.7242 | 0 | 0 | 0 | 9426.3783 | 203 | 9 | Summer
2018-07-22 10:00 | 0.24485 | 3142.6063 | 243.8504 | 1362.5151 | 1020.4942 | 0 | 2.453 | 1358.0649 | 179.0733 | 457.1333 | 1307.9755 | 0 | 2.4389 | 0.0066682 | 0 | 0.90715 | 0 | 0 | 1046.5761 | 0 | 0 | 0 | 10124.3397 | 203 | 10 | Summer
2018-07-22 11:00 | 0.13505 | 3504.8954 | 225.1503 | 1372.5078 | 1025.3534 | 0 | 1.8808 | 1546.7529 | 193.0188 | 487.8815 | 1336.1135 | 0 | 3.1307 | 0.0066451 | 0 | 1.1645 | 0 | 0 | 1062.4799 | 0 | 0 | 0 | 10760.4712 | 203 | 11 | Summer
2018-07-22 12:00 | 0.32729 | 3843.8565 | 214.9243 | 1379.4934 | 1034.5293 | 0 | 1.6608 | 1666.0662 | 201.1859 | 504.0365 | 1389.5217 | 0 | 3.9202 | 0.0066921 | 0 | 1.4582 | 0 | 0 | 1056.1087 | 0 | 0 | 0 | 11297.0957 | 203 | 12 | Summer
2018-07-22 13:00 | 0 | 4181.7895 | 208.9909 | 1259.7334 | 1006.7765 | 0 | 1.3216 | 1745.9635 | 204.7678 | 519.4741 | 1431.3216 | 0 | 4.0939 | 0.0067635 | 0 | 1.5227 | 0 | 0 | 1076.1419 | 0 | 0 | 0 | 11641.9042 | 203 | 13 | Summer
2018-07-22 14:00 | 0 | 4481.6632 | 211.1412 | 1222.1096 | 996.1428 | 0 | 1.3389 | 1795.4493 | 202.6548 | 524.4917 | 1476.7756 | 0 | 4.1912 | 0.0067958 | 0 | 1.5589 | 0 | 0 | 1068.8469 | 0 | 0 | 0 | 11986.371 | 203 | 14 | Summer
2018-07-22 15:00 | 0.035892 | 4757.3177 | 218.4098 | 1280.4038 | 1033.9946 | 0 | 1.3155 | 1818.4938 | 195.0255 | 527.2229 | 1515.5957 | 0 | 4.336 | 0.0060858 | 0 | 1.6128 | 0 | 0 | 1035.3372 | 0 | 0 | 0 | 12389.1072 | 203 | 15 | Summer
2018-07-22 16:00 | 0 | 4921.5466 | 235.5773 | 1417.8722 | 1106.0464 | 0 | 1.3442 | 1772.5062 | 185.1339 | 450.6851 | 1543.615 | 0 | 4.7055 | 0.0061304 | 0 | 1.7502 | 0 | 0 | 995.9543 | 0 | 0 | 0 | 12636.7432 | 203 | 16 | Summer
2018-07-22 17:00 | 0 | 4905.571 | 267.8707 | 1526.1361 | 1174.8236 | 0 | 1.5892 | 1619.7795 | 174.3911 | 440.7753 | 1567.1445 | 0 | 4.1032 | 0.0061616 | 0 | 1.5262 | 0 | 0 | 933.0283 | 0 | 0 | 0 | 12616.745 | 203 | 17 | Summer
2018-07-22 18:00 | 0 | 4721.9252 | 309.1333 | 1548.1345 | 1162.2542 | 0 | 0.512 | 1282.6131 | 163.6487 | 419.0416 | 1577.983 | 0 | 4.8526 | 0.0061769 | 0 | 1.805 | 0 | 0 | 940.1056 | 0 | 0 | 0 | 12132.015 | 203 | 18 | Summer
2018-07-22 19:00 | 0 | 4320.6315 | 390.9781 | 1470.3911 | 1123.1131 | 0 | 0.70762 | 1103.18 | 152.3256 | 386.7941 | 1554.2518 | 0 | 4.9381 | 0.0062148 | 0 | 1.8368 | 0 | 0 | 974.9994 | 0 | 0 | 0 | 11484.1536 | 203 | 19 | Summer
2018-07-22 20:00 | 0 | 3805.928 | 513.32 | 1411.9107 | 1069.736 | 0 | 1.0046 | 906.9341 | 252.0024 | 342.4933 | 1519.4175 | 0 | 4.213 | 0.0061249 | 0 | 1.5671 | 0 | 0 | 999.1342 | 0 | 0 | 0 | 10827.6671 | 203 | 20 | Summer
2018-07-22 21:00 | 0 | 3417.3101 | 586.3063 | 1340.3069 | 1021.3812 | 0 | 1.3287 | 781.6104 | 292.6365 | 301.0381 | 1470.4934 | 0 | 3.4834 | 0.0061099 | 0 | 1.2957 | 0 | 0 | 993.3783 | 0 | 0 | 0 | 10210.5751 | 203 | 21 | Summer
2018-07-22 22:00 | 0 | 3077.8126 | 366.4384 | 1143.6362 | 914.9946 | 0 | 0.54738 | 706.3299 | 281.5891 | 244.7368 | 1418.4501 | 0 | 2.6951 | 0.0062302 | 0 | 1.0025 | 0 | 0 | 1019.577 | 0 | 0 | 0 | 9177.8158 | 203 | 22 | Summer
2018-07-22 23:00 | 0.041629 | 2805.8536 | 142.0423 | 869.3738 | 870.5466 | 0 | 0.66825 | 638.5175 | 269.824 | 201.3153 | 1382.3069 | 0 | 1.8987 | 0.0061869 | 0 | 0.70625 | 0 | 0 | 1116.6973 | 0 | 0 | 0 | 8299.7984 | 203 | 23 | Summer
2018-07-23 | 0.052937 | 2568.35 | 86.0752 | 643.6247 | 862.389 | 0 | 0.7653 | 560.5743 | 256.914 | 171.2074 | 1411.705 | 0 | 1.0049 | 0.0061898 | 0 | 0.3738 | 0 | 0 | 1142.2995 | 0 | 0 | 0 | 7705.3424 | 204 | 0 | Summer
2018-07-23 01:00 | 0.11554 | 2320.114 | 76.6293 | 513.2497 | 856.3366 | 0 | 0.59892 | 483.8099 | 260.674 | 167.8813 | 1458.9024 | 0 | 0.41088 | 0.0068682 | 0 | 0.15283 | 0 | 0 | 1178.9817 | 0 | 0 | 0 | 7317.864 | 204 | 1 | Summer
2018-07-23 02:00 | 0.62951 | 2070.0811 | 74.3718 | 450.8072 | 852.9303 | 0 | 0.33295 | 468.7222 | 257.5285 | 157.8588 | 1426.379 | 0 | 0.35085 | 0.0067702 | 0 | 0.1305 | 0 | 0 | 1129.7699 | 0 | 0 | 0 | 6889.8995 | 204 | 2 | Summer
2018-07-23 03:00 | 0.86994 | 1904.594 | 74.3718 | 446.3731 | 855.6643 | 0 | 0.41573 | 486.176 | 258.4011 | 160.6197 | 1392.336 | 0 | 0.25597 | 0.0083016 | 0 | 0.09521 | 0 | 0 | 1110.4733 | 0 | 0 | 0 | 6690.6545 | 204 | 3 | Summer
2018-07-23 04:00 | 1.8908 | 1717.5802 | 74.4597 | 524.6295 | 869.5822 | 0 | 0.88842 | 519.4437 | 268.2158 | 185.4857 | 1395.3162 | 0 | 0.048924 | 0.0081486 | 0 | 0.018198 | 0 | 0 | 1110.9891 | 0 | 0 | 0 | 6668.5566 | 204 | 4 | Summer
2018-07-23 05:00 | 2.5005 | 1556.9167 | 84.4674 | 727.4541 | 884.2281 | 0 | 1.5954 | 653.6967 | 283.5223 | 228.937 | 1453.3729 | 0 | 0.14886 | 0.0081723 | 0 | 0.05537 | 0 | 0 | 1095.0133 | 0 | 0 | 0 | 6971.917 | 204 | 5 | Summer
2018-07-23 06:00 | 2.8278 | 1466.372 | 167.3864 | 1042.4864 | 904.308 | 0 | 3.3597 | 792.3705 | 187.5947 | 354.3695 | 1759.6966 | 0 | 0.31735 | 0.0068652 | 0 | 0.11804 | 0 | 0 | 1096.2452 | 0 | 0 | 0 | 7777.4592 | 204 | 6 | Summer
2018-07-23 07:00 | 2.0709 | 1537.829 | 228.7118 | 1212.7056 | 947.2485 | 0 | 7.0736 | 1064.6722 | 258.055 | 407.1616 | 1992.2567 | 0 | 0.54991 | 0.0070144 | 0 | 0.20455 | 0 | 0 | 1076.9429 | 0 | 0 | 0 | 8735.4893 | 204 | 7 | Summer
2018-07-23 08:00 | 0.79963 | 1743.2519 | 218.4997 | 1219.7188 | 984.2941 | 0 | 2.6239 | 1389.2219 | 344.796 | 541.1383 | 2228.2404 | 0 | 1.0605 | 0.0063908 | 0 | 0.39447 | 0 | 0 | 1095.2378 | 0 | 0 | 0 | 9769.2839 | 204 | 8 | Summer
2018-07-23 09:00 | 0.80668 | 2022.3224 | 207.6407 | 1197.8915 | 1006.2794 | 0 | 2.9393 | 1668.3128 | 400.6845 | 603.319 | 2435.0128 | 0 | 1.8518 | 0.0063986 | 0 | 0.68879 | 0 | 0 | 1081.9545 | 0 | 0 | 0 | 10629.7105 | 204 | 9 | Summer
2018-07-23 10:00 | 0.49479 | 2314.8561 | 194.184 | 1287.6392 | 1006.3776 | 0 | 1.9709 | 1871.2288 | 428.1673 | 640.316 | 2596.2982 | 0 | 2.4941 | 0.0063964 | 0 | 0.92769 | 0 | 0 | 1070.3541 | 0 | 0 | 0 | 11415.3149 | 204 | 10 | Summer
2018-07-23 11:00 | 0.30484 | 2619.8028 | 178.6715 | 1259.201 | 1008.874 | 0 | 1.6322 | 2027.849 | 437.4452 | 654.8731 | 2646.0735 | 0 | 3.246 | 0.0063571 | 0 | 1.2074 | 0 | 0 | 1101.6505 | 0 | 0 | 0 | 11940.8375 | 204 | 11 | Summer
2018-07-23 12:00 | 0.4802 | 2906.5729 | 169.8868 | 1208.6084 | 1015.7364 | 0 | 1.2536 | 2100.5046 | 435.2305 | 645.2755 | 2624.9418 | 0 | 4.0693 | 0.0063764 | 0 | 1.5136 | 0 | 0 | 1096.3277 | 0 | 0 | 0 | 12210.4075 | 204 | 12 | Summer
2018-07-23 13:00 | 0 | 3194.6018 | 165.252 | 1124.8616 | 987.456 | 0 | 1.0054 | 2133.6703 | 423.7805 | 628.2694 | 2548.2454 | 0 | 4.2203 | 0.0064467 | 0 | 1.5698 | 0 | 0 | 1109.4684 | 0 | 0 | 0 | 12322.4073 | 204 | 13 | Summer
2018-07-23 14:00 | 0.044415 | 3462.6412 | 167.6439 | 1074.1704 | 977.2026 | 0 | 0.9597 | 2104.9782 | 400.2922 | 612.4879 | 2417.9019 | 0 | 4.3334 | 0.0065196 | 0 | 1.6119 | 0 | 0 | 1105.1409 | 0 | 0 | 0 | 12329.415 | 204 | 14 | Summer
2018-07-23 15:00 | 0.055395 | 3689.642 | 180.4128 | 1153.6794 | 1013.28 | 0 | 1.1425 | 2017.6539 | 369.5001 | 607.3765 | 2291.9009 | 0 | 4.5001 | 0.0065277 | 0 | 1.6739 | 0 | 0 | 1074.3444 | 0 | 0 | 0 | 12405.1684 | 204 | 15 | Summer
2018-07-23 16:00 | 0.0021306 | 3759.3887 | 203.9368 | 1286.4728 | 1084.2346 | 0 | 1.1527 | 1859.839 | 338.7655 | 522.5567 | 2196.5733 | 0 | 4.8993 | 0.0066161 | 0 | 1.8223 | 0 | 0 | 1036.9649 | 0 | 0 | 0 | 12296.6154 | 204 | 16 | Summer
2018-07-23 17:00 | 0 | 3626.6115 | 244.5636 | 1439.3454 | 1153.0973 | 0 | 1.5463 | 1615.7069 | 307.5341 | 508.4379 | 2121.0771 | 0 | 4.272 | 0.0066166 | 0 | 1.589 | 0 | 0 | 971.4061 | 0 | 0 | 0 | 11995.1937 | 204 | 17 | Summer
2018-07-23 18:00 | 0 | 3384.6877 | 295.7963 | 1532.7529 | 1147.5329 | 0 | 0.61617 | 1201.6539 | 282.7983 | 490.7458 | 1918.4104 | 0 | 5.026 | 0.0066257 | 0 | 1.8695 | 0 | 0 | 973.5832 | 0 | 0 | 0 | 11235.4797 | 204 | 18 | Summer
2018-07-23 19:00 | 0.00016389 | 3073.7634 | 376.7116 | 1478.313 | 1111.4797 | 0 | 0.85968 | 1016.8218 | 262.2704 | 455.9246 | 1827.9527 | 0 | 5.0604 | 0.0065634 | 0 | 1.8823 | 0 | 0 | 999.2148 | 0 | 0 | 0 | 10610.2611 | 204 | 19 | Summer
2018-07-23 20:00 | 0.0068835 | 2740.5048 | 492.7298 | 1413.0319 | 1061.7924 | 0 | 1.1525 | 856.7363 | 356.5705 | 380.7307 | 1732.5348 | 0 | 4.3375 | 0.0066685 | 0 | 1.6134 | 0 | 0 | 1028.7514 | 0 | 0 | 0 | 10070.4996 | 204 | 20 | Summer
2018-07-23 21:00 | 0.0086863 | 2471.5253 | 559.1074 | 1362.1177 | 1014.6565 | 0 | 1.3733 | 660.9767 | 376.7066 | 305.9741 | 1645.6322 | 0 | 3.6043 | 0.0066185 | 0 | 1.3406 | 0 | 0 | 1027.7158 | 0 | 0 | 0 | 9430.746 | 204 | 21 | Summer
2018-07-23 22:00 | 0.013603 | 2200.1292 | 331.965 | 1150.5565 | 910.7362 | 0 | 0.20406 | 576.5863 | 323.2668 | 252.9264 | 1589.6138 | 0 | 2.7775 | 0.0066 | 0 | 1.0331 | 0 | 0 | 1050.737 | 0 | 0 | 0 | 8390.5521 | 204 | 22 | Summer
2018-07-23 23:00 | 0.12571 | 1944.2331 | 129.8372 | 877.1862 | 872.1405 | 0 | 0.37803 | 503.8311 | 288.7158 | 218.4003 | 1552.7008 | 0 | 1.9591 | 0.0064981 | 0 | 0.7287 | 0 | 0 | 1152.2398 | 0 | 0 | 0 | 7542.483 | 204 | 23 | Summer
2018-07-24 | 0.35941 | 1744.5576 | 83.0669 | 644.9344 | 864.1568 | 0 | 0.4111 | 414.0147 | 271.0542 | 184.7957 | 1488.2348 | 0 | 0.42165 | 0.0063844 | 0 | 0.15684 | 0 | 0 | 1589.9546 | 0 | 0 | 0 | 7286.1251 | 205 | 0 | Winter
2018-07-24 01:00 | 0.90321 | 1581.5522 | 75.9514 | 515.6356 | 858.6219 | 0 | 0.2588 | 369.912 | 260.674 | 164.2927 | 1458.9024 | 0 | 0.27267 | 0.0064102 | 0 | 0.10142 | 0 | 0 | 1614.4744 | 0 | 0 | 0 | 6901.5592 | 205 | 1 | Winter
2018-07-24 02:00 | 2.0988 | 1433.3257 | 74.3718 | 442.6798 | 854.4333 | 0 | 0.35248 | 371.6702 | 257.5285 | 157.3323 | 1426.379 | 0 | 0.13046 | 0.006357 | 0 | 0.048525 | 0 | 0 | 1663.4304 | 0 | 0 | 0 | 6683.7876 | 205 | 2 | Winter
2018-07-24 03:00 | 2.8227 | 1313.3669 | 74.3718 | 444.8792 | 856.4237 | 0 | 0.44713 | 390.3995 | 258.4011 | 157.408 | 1392.336 | 0 | 0.17256 | 0.0063245 | 0 | 0.064185 | 0 | 0 | 1688.4205 | 0 | 0 | 0 | 6579.5197 | 205 | 3 | Winter
2018-07-24 04:00 | 4.5809 | 1181.5142 | 74.4732 | 515.0032 | 869.8556 | 0 | 1.0679 | 423.9234 | 268.2158 | 183.7554 | 1395.3162 | 0 | 0.096105 | 0.0063402 | 0 | 0.035747 | 0 | 0 | 1762.6277 | 0 | 0 | 0 | 6680.4717 | 205 | 4 | Winter
2018-07-24 05:00 | 6.4811 | 1064.3016 | 84.299 | 727.0355 | 883.9924 | 0 | 2.0724 | 527.9992 | 284.4883 | 225.6377 | 1453.3729 | 0 | 0.39573 | 0.0063843 | 0 | 0.1472 | 0 | 0 | 1857.5648 | 0 | 0 | 0 | 7117.7942 | 205 | 5 | Winter
2018-07-24 06:00 | 6.6407 | 978.9086 | 165.2196 | 1037.4317 | 904.3167 | 0 | 4.0732 | 636.8151 | 201.6518 | 350.1302 | 1759.6966 | 0 | 1.0395 | 0.0062378 | 0 | 0.38665 | 0 | 0 | 1873.2202 | 0 | 0 | 0 | 7919.5368 | 205 | 6 | Winter
2018-07-24 07:00 | 4.8958 | 996.2495 | 229.2651 | 1178.1496 | 946.6705 | 0 | 8.446 | 824.2566 | 258.055 | 403.1469 | 1992.2567 | 0 | 1.9557 | 0.0062679 | 0 | 0.72746 | 0 | 0 | 1979.1685 | 0 | 0 | 0 | 8823.2495 | 205 | 7 | Winter
2018-07-24 08:00 | 2.3122 | 1087.2799 | 221.3035 | 1231.3084 | 983.872 | 0 | 3.4184 | 1037.1992 | 344.796 | 534.3341 | 2228.2404 | 0 | 2.1214 | 0.0055398 | 0 | 0.78906 | 0 | 0 | 2059.6286 | 0 | 0 | 0 | 9736.6087 | 205 | 8 | Winter
2018-07-24 09:00 | 1.7918 | 1277.2461 | 206.9783 | 1267.2465 | 1005.4031 | 0 | 3.7569 | 1229.0305 | 400.6845 | 595.7971 | 2435.0128 | 0 | 1.9753 | 0.0063468 | 0 | 0.73475 | 0 | 0 | 2147.5398 | 0 | 0 | 0 | 10573.2038 | 205 | 9 | Winter
2018-07-24 10:00 | 1.1589 | 1477.5542 | 192.8 | 1282.7087 | 1006.2659 | 0 | 2.5633 | 1388.3252 | 428.1673 | 635.8749 | 2596.2982 | 0 | 2.2332 | 0.0064365 | 0 | 0.83066 | 0 | 0 | 2136.5704 | 0 | 0 | 0 | 11151.357 | 205 | 10 | Winter
2018-07-24 11:00 | 0.79373 | 1663.1383 | 177.62 | 1267.375 | 1008.4879 | 0 | 2.2447 | 1497.1081 | 437.4452 | 649.2706 | 2646.0735 | 0 | 2.769 | 0.006408 | 0 | 1.03 | 0 | 0 | 2180.8746 | 0 | 0 | 0 | 11534.237 | 205 | 11 | Winter
2018-07-24 12:00 | 0.87928 | 1860.0817 | 170.7856 | 1188.8317 | 1016.1615 | 0 | 2.0425 | 1556.0465 | 435.2305 | 635.6818 | 2624.9418 | 0 | 3.1502 | 0.0064021 | 0 | 1.1717 | 0 | 0 | 2186.2159 | 0 | 0 | 0 | 11681.2271 | 205 | 12 | Winter
2018-07-24 13:00 | 0.098499 | 2030.309 | 166.4685 | 1094.6575 | 988.3036 | 0 | 2.0448 | 1565.9904 | 423.7805 | 623.3033 | 2548.2454 | 0 | 3.1639 | 0.0064251 | 0 | 1.1768 | 0 | 0 | 2168.8114 | 0 | 0 | 0 | 11616.36 | 205 | 13 | Winter
2018-07-24 14:00 | 0.019831 | 2144.4722 | 169.6125 | 1049.5419 | 978.2358 | 0 | 2.2576 | 1523.4794 | 400.2922 | 607.0168 | 2417.9019 | 0 | 3.5057 | 0.0056678 | 0 | 1.304 | 0 | 0 | 2110.2289 | 0 | 0 | 0 | 11407.8743 | 205 | 14 | Winter
2018-07-24 15:00 | 0.074571 | 2309.2116 | 180.5785 | 1110.8402 | 1013.2029 | 0 | 2.4289 | 1474.1444 | 369.5001 | 600.6807 | 2291.9009 | 0 | 4.6281 | 0.0057111 | 0 | 1.7215 | 0 | 0 | 2011.2093 | 0 | 0 | 0 | 11370.1273 | 205 | 15 | Winter
2018-07-24 16:00 | 0.007539 | 2459.7468 | 204.7656 | 1288.2811 | 1084.4939 | 0 | 2.3991 | 1388.5957 | 338.7655 | 516.4892 | 2196.5733 | 0 | 5.937 | 0.0058727 | 0 | 2.2083 | 0 | 0 | 1897.1523 | 0 | 0 | 0 | 11385.4211 | 205 | 16 | Winter
2018-07-24 17:00 | 0.050479 | 2530.337 | 246.8964 | 1498.63 | 1155.1723 | 0 | 2.5842 | 1248.9327 | 307.5341 | 504.0658 | 2121.0771 | 0 | 6.8869 | 0.0059074 | 0 | 2.5616 | 0 | 0 | 1764.774 | 0 | 0 | 0 | 11389.5084 | 205 | 17 | Winter
2018-07-24 18:00 | 0.20339 | 2496.951 | 297.0041 | 1508.9263 | 1150.1773 | 0 | 0.80123 | 994.1336 | 282.7983 | 486.0017 | 1918.4104 | 0 | 5.301 | 0.0059551 | 0 | 1.9718 | 0 | 0 | 1758.1134 | 0 | 0 | 0 | 10900.7993 | 205 | 18 | Winter
2018-07-24 19:00 | 0.33352 | 2290.5868 | 375.9379 | 1457.1686 | 1111.739 | 0 | 1.0912 | 852.1133 | 262.2704 | 452.4318 | 1827.9527 | 0 | 2.8818 | 0.0060205 | 0 | 1.0719 | 0 | 0 | 1768.695 | 0 | 0 | 0 | 10404.2799 | 205 | 19 | Winter
2018-07-24 20:00 | 0.31189 | 2008.1491 | 493.6046 | 1383.8476 | 1062.1104 | 0 | 1.5339 | 710.519 | 360.172 | 375.8749 | 1732.5348 | 0 | 2.2727 | 0.0059549 | 0 | 0.84535 | 0 | 0 | 1798.8834 | 0 | 0 | 0 | 9930.6657 | 205 | 20 | Winter
2018-07-24 21:00 | 0.28484 | 1776.064 | 559.0948 | 1278.8584 | 1014.3457 | 0 | 1.1749 | 543.3766 | 376.7066 | 302.2817 | 1645.6322 | 0 | 1.7106 | 0.0057979 | 0 | 0.63627 | 0 | 0 | 1765.2203 | 0 | 0 | 0 | 9265.3928 | 205 | 21 | Winter
2018-07-24 22:00 | 0.4548 | 1565.6086 | 331.7877 | 1120.5065 | 910.9094 | 0 | 0.34903 | 489.2203 | 323.2668 | 249.6575 | 1589.6138 | 0 | 1.131 | 0.0058693 | 0 | 0.42067 | 0 | 0 | 1732.881 | 0 | 0 | 0 | 8315.8128 | 205 | 22 | Winter
2018-07-24 23:00 | 1.1184 | 1374.4162 | 129.3796 | 845.5315 | 872.1239 | 0 | 0.6115 | 444.2593 | 288.7158 | 215.4367 | 1552.7008 | 0 | 0.81891 | 0.0058886 | 0 | 0.3046 | 0 | 0 | 1722.2259 | 0 | 0 | 0 | 7447.649 | 205 | 23 | Winter
2018-07-25 | 1.4485 | 1196.2735 | 83.1004 | 635.6169 | 863.9501 | 0 | 0.84917 | 362.2058 | 271.0542 | 181.4447 | 1488.2348 | 0 | 0.46635 | 0.0067973 | 0 | 0.17346 | 0 | 0 | 1758.4507 | 0 | 0 | 0 | 6843.2754 | 206 | 0 | Winter
2018-07-25 01:00 | 1.959 | 1093.7462 | 75.8987 | 506.4221 | 858.5877 | 0 | 0.70899 | 329.1739 | 260.9403 | 160.0659 | 1458.3492 | 0 | 0.30156 | 0.0067632 | 0 | 0.11217 | 0 | 0 | 1779.4915 | 0 | 0 | 0 | 6525.7639 | 206 | 1 | Winter
2018-07-25 02:00 | 3.4375 | 978.6403 | 74.3718 | 437.5883 | 854.7476 | 0 | 0.99644 | 328.2877 | 257.6641 | 152.8107 | 1428.0943 | 0 | 0.14302 | 0.0066518 | 0 | 0.053198 | 0 | 0 | 1826.0383 | 0 | 0 | 0 | 6342.8798 | 206 | 2 | Winter
2018-07-25 03:00 | 5.2149 | 867.6425 | 74.3718 | 438.5426 | 856.479 | 0 | 1.5262 | 342.1738 | 258.3432 | 153.9263 | 1396.0442 | 0 | 0.18869 | 0.0066214 | 0 | 0.070186 | 0 | 0 | 1847.2973 | 0 | 0 | 0 | 6241.8274 | 206 | 3 | Winter
2018-07-25 04:00 | 8.5647 | 750.1143 | 74.473 | 506.1136 | 869.7519 | 0 | 2.814 | 370.5601 | 267.9967 | 180.31 | 1398.9961 | 0 | 0.10403 | 0.0074021 | 0 | 0.038695 | 0 | 0 | 1911.0377 | 0 | 0 | 0 | 6340.8822 | 206 | 4 | Winter
2018-07-25 05:00 | 11.7789 | 654.6936 | 84.5431 | 711.117 | 883.9205 | 0 | 4.9162 | 459.9167 | 296.2533 | 221.6506 | 1458.3413 | 0 | 0.42342 | 0.0071571 | 0 | 0.15749 | 0 | 0 | 1986.231 | 0 | 0 | 0 | 6773.9503 | 206 | 5 | Winter
2018-07-25 06:00 | 12.9458 | 629.8856 | 166.9081 | 1046.4138 | 904.3879 | 0 | 7.4083 | 574.423 | 200.0203 | 349.0061 | 1765.0205 | 0 | 1.103 | 0.0062579 | 0 | 0.41027 | 0 | 0 | 1987.6178 | 0 | 0 | 0 | 7645.5566 | 206 | 6 | Winter
2018-07-25 07:00 | 9.8489 | 755.5915 | 230.0009 | 1213.5448 | 946.9961 | 0 | 16.0154 | 784.4197 | 254.76 | 399.8606 | 1996.305 | 0 | 2.0372 | 0.0062098 | 0 | 0.75777 | 0 | 0 | 2061.404 | 0 | 0 | 0 | 8671.5482 | 206 | 7 | Winter
2018-07-25 08:00 | 3.8418 | 956.7118 | 220.9594 | 1234.4774 | 984.2198 | 0 | 5.6451 | 1045.9187 | 341.2662 | 534.454 | 2230.7672 | 0 | 2.1679 | 0.0062314 | 0 | 0.80636 | 0 | 0 | 2104.6862 | 0 | 0 | 0 | 9665.928 | 206 | 8 | Winter
2018-07-25 09:00 | 2.2455 | 1220.434 | 207.0593 | 1253.826 | 1005.5718 | 0 | 3.1243 | 1277.6343 | 399.4352 | 598.9773 | 2435.6326 | 0 | 1.9872 | 0.0062263 | 0 | 0.73916 | 0 | 0 | 2160.1827 | 0 | 0 | 0 | 10566.8556 | 206 | 9 | Winter
2018-07-25 10:00 | 1.6173 | 1514.1116 | 194.5103 | 1291.1394 | 1006.5265 | 0 | 2.4665 | 1493.7538 | 427.9004 | 635.5267 | 2595.568 | 0 | 2.213 | 0.0061192 | 0 | 0.82314 | 0 | 0 | 2117.067 | 0 | 0 | 0 | 11283.2298 | 206 | 10 | Winter
2018-07-25 11:00 | 1.0587 | 1815.1545 | 178.2545 | 1236.585 | 1008.8668 | 0 | 2.0147 | 1657.5836 | 437.4018 | 652.127 | 2643.1699 | 0 | 2.74 | 0.0062312 | 0 | 1.0192 | 0 | 0 | 2158.0206 | 0 | 0 | 0 | 11794.0026 | 206 | 11 | Winter
2018-07-25 12:00 | 1.3698 | 2135.8885 | 171.1832 | 1233.3396 | 1015.7343 | 0 | 1.7526 | 1741.5537 | 435.2214 | 639.1964 | 2621.3719 | 0 | 3.0891 | 0.006215 | 0 | 1.149 | 0 | 0 | 2143.7946 | 0 | 0 | 0 | 12144.6504 | 206 | 12 | Winter
2018-07-25 13:00 | 0.54838 | 2430.3658 | 165.4536 | 1102.8767 | 987.7733 | 0 | 1.3145 | 1769.2499 | 423.7751 | 625.3461 | 2544.7995 | 0 | 3.0844 | 0.0062679 | 0 | 1.1473 | 0 | 0 | 2114.1865 | 0 | 0 | 0 | 12169.9273 | 206 | 13 | Winter
2018-07-25 14:00 | 0.2537 | 2692.7456 | 166.0607 | 1047.3474 | 976.972 | 0 | 1.2636 | 1733.9371 | 400.2933 | 607.2715 | 2413.6314 | 0 | 3.3974 | 0.0055174 | 0 | 1.2637 | 0 | 0 | 2044.99 | 0 | 0 | 0 | 12089.4331 | 206 | 14 | Winter
2018-07-25 15:00 | 0.15127 | 2905.778 | 178.7258 | 1099.5463 | 1012.7145 | 0 | 1.7202 | 1661.3988 | 369.5003 | 603.556 | 2285.2708 | 0 | 4.4793 | 0.0055593 | 0 | 1.6661 | 0 | 0 | 1946.5238 | 0 | 0 | 0 | 12071.0369 | 206 | 15 | Winter
2018-07-25 16:00 | 0.047856 | 3077.0597 | 204.6887 | 1291.9756 | 1085.1866 | 0 | 1.8384 | 1564.6541 | 338.7662 | 518.7009 | 2191.4106 | 0 | 5.7043 | 0.0056502 | 0 | 2.1218 | 0 | 0 | 1822.7311 | 0 | 0 | 0 | 12104.8914 | 206 | 16 | Winter
2018-07-25 17:00 | 0.026714 | 3131.0919 | 247.3886 | 1464.9987 | 1155.9124 | 0 | 2.0657 | 1399.0148 | 307.5195 | 505.7449 | 2115.9246 | 0 | 6.5792 | 0.0057109 | 0 | 2.4472 | 0 | 0 | 1685.9986 | 0 | 0 | 0 | 12024.7187 | 206 | 17 | Winter
2018-07-25 18:00 | 0.052773 | 2998.478 | 296.0393 | 1528.3902 | 1149.1154 | 0 | 0.67303 | 1075.9342 | 282.785 | 488.533 | 1915.5289 | 0 | 5.0906 | 0.0057848 | 0 | 1.8935 | 0 | 0 | 1688.1951 | 0 | 0 | 0 | 11430.7148 | 206 | 18 | Winter
2018-07-25 19:00 | 0.092271 | 2698.2708 | 376.2213 | 1478.926 | 1111.5125 | 0 | 0.91842 | 911.5244 | 262.2951 | 453.0701 | 1827.6098 | 0 | 2.7645 | 0.0057992 | 0 | 1.0283 | 0 | 0 | 1696.9698 | 0 | 0 | 0 | 10821.209 | 206 | 19 | Winter
2018-07-25 20:00 | 0.08801 | 2321.2163 | 494.3643 | 1411.4898 | 1062.0824 | 0 | 1.1884 | 759.3755 | 360.8407 | 377.3135 | 1733.5553 | 0 | 2.181 | 0.0057426 | 0 | 0.81123 | 0 | 0 | 1726.7647 | 0 | 0 | 0 | 10251.2768 | 206 | 20 | Winter
2018-07-25 21:00 | 0.13472 | 2035.221 | 559.6244 | 1351.4765 | 1015.306 | 0 | 1.637 | 579.9251 | 379.5439 | 304.446 | 1647.8363 | 0 | 1.6527 | 0.0055507 | 0 | 0.61475 | 0 | 0 | 1705.1836 | 0 | 0 | 0 | 9582.6076 | 206 | 21 | Winter
2018-07-25 22:00 | 0.17749 | 1766.3539 | 336.0686 | 1137.616 | 911.2748 | 0 | 0.43277 | 505.5789 | 326.9914 | 250.4061 | 1591.1189 | 0 | 1.0945 | 0.0056181 | 0 | 0.40712 | 0 | 0 | 1677.1432 | 0 | 0 | 0 | 8504.6693 | 206 | 22 | Winter
2018-07-25 23:00 | 0.27157 | 1524.0545 | 131.1266 | 871.1956 | 872.0265 | 0 | 0.27934 | 444.9771 | 290.7229 | 215.168 | 1553.4075 | 0 | 0.79637 | 0.0057551 | 0 | 0.29622 | 0 | 0 | 1674.606 | 0 | 0 | 0 | 7578.9339 | 206 | 23 | Winter
2018-07-26 | 0.51675 | 1345.8487 | 83.1471 | 649.9298 | 864.1167 | 0 | 0.332 | 368.9238 | 271.9062 | 182.0689 | 1487.2011 | 0 | 0.44442 | 0.0065534 | 0 | 0.16531 | 0 | 0 | 1677.4741 | 0 | 0 | 0 | 6932.0813 | 207 | 0 | Winter
2018-07-26 01:00 | 0.96467 | 1193.5246 | 75.9063 | 515.1435 | 858.6347 | 0 | 0.45821 | 334.9554 | 260.8345 | 160.7396 | 1453.888 | 0 | 0.28821 | 0.0065116 | 0 | 0.1072 | 0 | 0 | 1702.1209 | 0 | 0 | 0 | 6557.5722 | 207 | 1 | Winter
2018-07-26 02:00 | 2.1755 | 1049.2702 | 74.3718 | 450.9508 | 854.4506 | 0 | 0.79873 | 335.2661 | 257.5979 | 152.9323 | 1422.6558 | 0 | 0.13885 | 0.0064999 | 0 | 0.051645 | 0 | 0 | 1767.6081 | 0 | 0 | 0 | 6368.2747 | 207 | 2 | Winter
2018-07-26 03:00 | 4.182 | 910.8089 | 74.3718 | 440.2181 | 856.1119 | 0 | 1.2076 | 345.2201 | 258.3991 | 153.2923 | 1389.2025 | 0 | 0.18339 | 0.0064671 | 0 | 0.068214 | 0 | 0 | 1796.3128 | 0 | 0 | 0 | 6229.5852 | 207 | 3 | Winter
2018-07-26 04:00 | 7.5115 | 770.5169 | 74.4645 | 503.0192 | 870.1211 | 0 | 2.2583 | 373.467 | 268.1541 | 179.6263 | 1391.2812 | 0 | 0.10071 | 0.0071656 | 0 | 0.037459 | 0 | 0 | 1855.4856 | 0 | 0 | 0 | 6296.0512 | 207 | 4 | Winter
2018-07-26 05:00 | 11.271 | 654.739 | 84.3684 | 707.3516 | 884.3767 | 0 | 4.7459 | 446.5249 | 296.7 | 221.3943 | 1450.3287 | 0 | 0.41319 | 0.0070385 | 0 | 0.15369 | 0 | 0 | 1940.5758 | 0 | 0 | 0 | 6702.9501 | 207 | 5 | Winter
2018-07-26 06:00 | 13.812 | 605.7461 | 165.5565 | 1026.4781 | 904.3391 | 0 | 7.6249 | 536.9896 | 201.7661 | 347.2923 | 1757.9193 | 0 | 1.0978 | 0.0062433 | 0 | 0.40833 | 0 | 0 | 1977.331 | 0 | 0 | 0 | 7546.3673 | 207 | 6 | Winter
2018-07-26 07:00 | 13.1649 | 699.9791 | 228.7142 | 1205.6128 | 946.7497 | 0 | 15.8476 | 707.4307 | 257.8262 | 400.7003 | 1989.6426 | 0 | 2.0448 | 0.0062029 | 0 | 0.76059 | 0 | 0 | 2069.4383 | 0 | 0 | 0 | 8537.9179 | 207 | 7 | Winter
2018-07-26 08:00 | 9.3863 | 882.7484 | 219.4066 | 1199.6818 | 983.8378 | 0 | 6.1191 | 923.819 | 344.4966 | 531.2418 | 2222.7887 | 0 | 2.2049 | 0.0062765 | 0 | 0.82014 | 0 | 0 | 2140.8005 | 0 | 0 | 0 | 9467.358 | 207 | 8 | Winter
2018-07-26 09:00 | 9.521 | 1119.3023 | 205.8541 | 1207.3978 | 1005.6489 | 0 | 3.8807 | 1126.5305 | 400.4657 | 594.7652 | 2423.8426 | 0 | 2.0328 | 0.0063092 | 0 | 0.75611 | 0 | 0 | 2210.0615 | 0 | 0 | 0 | 10310.0654 | 207 | 9 | Winter
2018-07-26 10:00 | 10.3747 | 1390.3903 | 194.4613 | 1275.9857 | 1006.8117 | 0 | 3.2202 | 1314.7303 | 428.0538 | 634.7063 | 2576.1418 | 0 | 2.2793 | 0.0063401 | 0 | 0.8478 | 0 | 0 | 2180.3243 | 0 | 0 | 0 | 11018.3337 | 207 | 10 | Winter
2018-07-26 11:00 | 9.9791 | 1646.9941 | 179.4899 | 1286.4656 | 1009.1558 | 0 | 2.6636 | 1430.7609 | 437.4138 | 647.5922 | 2615.0745 | 0 | 2.8103 | 0.0063666 | 0 | 1.0453 | 0 | 0 | 2213.2783 | 0 | 0 | 0 | 11482.7296 | 207 | 11 | Winter
2018-07-26 12:00 | 6.1807 | 1905.9225 | 172.6848 | 1211.2878 | 1016.3904 | 0 | 2.0056 | 1510.9944 | 435.2254 | 635.5112 | 2587.6468 | 0 | 3.1615 | 0.0063851 | 0 | 1.1759 | 0 | 0 | 2193.78 | 0 | 0 | 0 | 11681.9732 | 207 | 12 | Winter
2018-07-26 13:00 | 2.8717 | 2144.7209 | 165.6352 | 1060.444 | 987.8331 | 0 | 1.5193 | 1556.8415 | 423.7787 | 622.2733 | 2510.159 | 0 | 3.1593 | 0.0064122 | 0 | 1.1751 | 0 | 0 | 2165.4762 | 0 | 0 | 0 | 11645.8938 | 207 | 13 | Winter
2018-07-26 14:00 | 1.565 | 2347.4742 | 167.9073 | 1065.0742 | 977.428 | 0 | 1.4759 | 1545.2796 | 400.2939 | 606.6325 | 2384.172 | 0 | 3.4873 | 0.0056777 | 0 | 1.2971 | 0 | 0 | 2099.1684 | 0 | 0 | 0 | 11601.2612 | 207 | 14 | Winter
2018-07-26 15:00 | 0.61459 | 2550.9123 | 180.6364 | 1087.386 | 1013.1846 | 0 | 1.8279 | 1493.1291 | 369.5005 | 599.8109 | 2266.9063 | 0 | 4.5909 | 0.0057699 | 0 | 1.7076 | 0 | 0 | 1994.9288 | 0 | 0 | 0 | 11565.1416 | 207 | 15 | Winter
2018-07-26 16:00 | 0.23895 | 2704.6838 | 206.8535 | 1266.147 | 1085.8908 | 0 | 1.8655 | 1405.1876 | 338.7656 | 515.9616 | 2184.0336 | 0 | 5.8755 | 0.0060043 | 0 | 2.1854 | 0 | 0 | 1877.3612 | 0 | 0 | 0 | 11595.0559 | 207 | 16 | Winter
2018-07-26 17:00 | 0.016717 | 2760.4846 | 247.0917 | 1466.7532 | 1155.6494 | 0 | 2.1515 | 1271.9486 | 307.5204 | 505.3598 | 2118.4565 | 0 | 6.7188 | 0.0060799 | 0 | 2.4991 | 0 | 0 | 1721.6886 | 0 | 0 | 0 | 11566.345 | 207 | 17 | Winter
2018-07-26 18:00 | 0.10342 | 2710.3975 | 296.7629 | 1558.6265 | 1149.8489 | 0 | 0.66638 | 1005.8716 | 282.7839 | 486.2605 | 1925.4346 | 0 | 5.2407 | 0.006209 | 0 | 1.9493 | 0 | 0 | 1738.1403 | 0 | 0 | 0 | 11162.0929 | 207 | 18 | Winter
2018-07-26 19:00 | 0.040481 | 2457.9335 | 375.1055 | 1484.344 | 1110.872 | 0 | 0.90379 | 863.8065 | 262.2751 | 453.6309 | 1842.2009 | 0 | 2.8768 | 0.0062107 | 0 | 1.0701 | 0 | 0 | 1766.0098 | 0 | 0 | 0 | 10621.0755 | 207 | 19 | Winter
2018-07-26 20:00 | 0.05474 | 2117.4626 | 494.3694 | 1408.8957 | 1062.2027 | 0 | 1.2512 | 714.3916 | 368.919 | 377.2294 | 1749.5825 | 0 | 2.2586 | 0.0061232 | 0 | 0.8401 | 0 | 0 | 1788.0096 | 0 | 0 | 0 | 10085.4732 | 207 | 20 | Winter
2018-07-26 21:00 | 0.1085 | 1836.8658 | 559.4967 | 1306.9369 | 1015.2037 | 0 | 1.0399 | 537.8787 | 376.7887 | 301.7852 | 1661.3123 | 0 | 1.7268 | 0.0061356 | 0 | 0.6423 | 0 | 0 | 1781.2315 | 0 | 0 | 0 | 9381.0229 | 207 | 21 | Winter
2018-07-26 22:00 | 0.19946 | 1586.9131 | 332.3902 | 1165.5224 | 910.7573 | 0 | 0.1697 | 474.8082 | 323.4504 | 248.8039 | 1598.3722 | 0 | 1.1428 | 0.0061555 | 0 | 0.42508 | 0 | 0 | 1751.3866 | 0 | 0 | 0 | 8394.3476 | 207 | 22 | Winter
2018-07-26 23:00 | 0.2124 | 1362.8016 | 129.4509 | 867.6593 | 872.3497 | 0 | 0.25135 | 427.3657 | 289.0378 | 214.5581 | 1552.152 | 0 | 0.8245 | 0.0061308 | 0 | 0.30668 | 0 | 0 | 1733.7644 | 0 | 0 | 0 | 7450.7405 | 207 | 23 | Winter
2018-07-27 | 0.25403 | 1155.892 | 83.0262 | 637.9707 | 864.2194 | 0 | 0.41124 | 354.678 | 271.5083 | 179.9412 | 1481.7736 | 0 | 0.48036 | 0.0069684 | 0 | 0.17868 | 0 | 0 | 1811.4677 | 0 | 0 | 0 | 6841.8085 | 208 | 0 | Winter
2018-07-27 01:00 | 0.53986 | 1025.9112 | 75.9925 | 502.1276 | 858.5714 | 0 | 0.48667 | 323.6459 | 260.674 | 159.6833 | 1458.9024 | 0 | 0.30887 | 0.0069055 | 0 | 0.11489 | 0 | 0 | 1824.6485 | 0 | 0 | 0 | 6491.6141 | 208 | 1 | Winter
2018-07-27 02:00 | 2.1162 | 905.0312 | 74.3718 | 448.66 | 854.554 | 0 | 0.80311 | 321.7116 | 257.5285 | 151.6906 | 1426.379 | 0 | 0.14602 | 0.0067617 | 0 | 0.054312 | 0 | 0 | 1864.7197 | 0 | 0 | 0 | 6307.7727 | 208 | 2 | Winter
2018-07-27 03:00 | 3.5147 | 807.8407 | 74.3718 | 441.5609 | 856.2053 | 0 | 1.1456 | 343.439 | 258.4011 | 153.9689 | 1392.336 | 0 | 0.19174 | 0.0066954 | 0 | 0.071319 | 0 | 0 | 1879.0977 | 0 | 0 | 0 | 6212.1515 | 208 | 3 | Winter
2018-07-27 04:00 | 7.0988 | 692.628 | 74.4762 | 513.7096 | 870.0831 | 0 | 2.1887 | 375.5827 | 268.2158 | 178.539 | 1395.3162 | 0 | 0.10593 | 0.0075374 | 0 | 0.039403 | 0 | 0 | 1944.5075 | 0 | 0 | 0 | 6322.4984 | 208 | 4 | Winter
2018-07-27 05:00 | 9.2956 | 609.2526 | 84.8632 | 721.3336 | 883.693 | 0 | 4.0901 | 465.5832 | 296.8429 | 220.7493 | 1453.3729 | 0 | 0.42842 | 0.0073134 | 0 | 0.15936 | 0 | 0 | 2011.1708 | 0 | 0 | 0 | 6760.8423 | 208 | 5 | Winter
2018-07-27 06:00 | 10.004 | 589.8132 | 167.785 | 1027.6923 | 904.2824 | 0 | 6.2305 | 577.5493 | 202.665 | 347.8402 | 1759.6966 | 0 | 1.0972 | 0.0064609 | 0 | 0.4081 | 0 | 0 | 1977.037 | 0 | 0 | 0 | 7572.1073 | 208 | 6 | Winter
2018-07-27 07:00 | 7.7485 | 675.6477 | 229.14 | 1182.4536 | 946.6124 | 0 | 16.6546 | 760.2137 | 258.055 | 398.5168 | 1992.2567 | 0 | 1.9671 | 0.0062484 | 0 | 0.73169 | 0 | 0 | 1990.964 | 0 | 0 | 0 | 8460.968 | 208 | 7 | Winter
2018-07-27 08:00 | 3.6448 | 862.4656 | 217.2912 | 1212.9944 | 983.4144 | 0 | 6.2774 | 997.2322 | 344.796 | 532.4993 | 2228.2404 | 0 | 2.1016 | 0.0062245 | 0 | 0.7817 | 0 | 0 | 2040.2835 | 0 | 0 | 0 | 9432.0287 | 208 | 8 | Winter
2018-07-27 09:00 | 2.1709 | 1079.4149 | 203.4896 | 1235.3488 | 1004.9627 | 0 | 3.7866 | 1201.5864 | 400.6845 | 595.7185 | 2435.0128 | 0 | 1.8991 | 0.0061976 | 0 | 0.7064 | 0 | 0 | 2064.1268 | 0 | 0 | 0 | 10228.9143 | 208 | 9 | Winter
2018-07-27 10:00 | 1.149 | 1355.2512 | 190.0625 | 1240.6287 | 1005.8511 | 0 | 2.5546 | 1399.367 | 428.1673 | 635.2046 | 2596.2982 | 0 | 2.1077 | 0.0054277 | 0 | 0.78397 | 0 | 0 | 2016.1009 | 0 | 0 | 0 | 10873.5321 | 208 | 10 | Winter
2018-07-27 11:00 | 0.64737 | 1636.6449 | 177.342 | 1259.7331 | 1008.6953 | 0 | 1.9543 | 1553.4051 | 437.4452 | 649.4894 | 2646.0735 | 0 | 2.584 | 0.0054236 | 0 | 0.96112 | 0 | 0 | 2035.0694 | 0 | 0 | 0 | 11410.05 | 208 | 11 | Winter
2018-07-27 12:00 | 0.78062 | 1921.2357 | 169.3143 | 1190.9154 | 1015.7924 | 0 | 1.7286 | 1641.0988 | 435.2305 | 638.5905 | 2624.9418 | 0 | 2.9215 | 0.0054493 | 0 | 1.0867 | 0 | 0 | 2027.3968 | 0 | 0 | 0 | 11671.0388 | 208 | 12 | Winter
2018-07-27 13:00 | 0.058018 | 2194.1154 | 163.9198 | 1081.2488 | 987.726 | 0 | 1.2596 | 1682.6677 | 423.7805 | 626.165 | 2548.2454 | 0 | 2.9248 | 0.0054641 | 0 | 1.0879 | 0 | 0 | 2004.9026 | 0 | 0 | 0 | 11718.1068 | 208 | 13 | Winter
2018-07-27 14:00 | 0.033762 | 2380.2314 | 166.1209 | 1042.4654 | 977.4283 | 0 | 1.1977 | 1655.9305 | 400.2922 | 607.7767 | 2417.9019 | 0 | 3.2369 | 0.0054664 | 0 | 1.204 | 0 | 0 | 1948.3882 | 0 | 0 | 0 | 11602.2135 | 208 | 14 | Winter
2018-07-27 15:00 | 0.041792 | 2569.2017 | 180.2192 | 1112.2236 | 1013.3505 | 0 | 1.6688 | 1593.6543 | 369.5001 | 602.4852 | 2291.9009 | 0 | 4.3288 | 0.0055396 | 0 | 1.6101 | 0 | 0 | 1881.0684 | 0 | 0 | 0 | 11621.259 | 208 | 15 | Winter
2018-07-27 16:00 | 0.0036056 | 2733.233 | 206.3861 | 1285.327 | 1085.5541 | 0 | 1.7762 | 1497.2682 | 338.7655 | 519.0702 | 2196.5733 | 0 | 5.6276 | 0.0055879 | 0 | 2.0933 | 0 | 0 | 1798.2758 | 0 | 0 | 0 | 11669.9595 | 208 | 16 | Winter
2018-07-27 17:00 | 0 | 2811.0373 | 248.8903 | 1496.308 | 1156.4845 | 0 | 1.9101 | 1354.4259 | 307.5341 | 507.0658 | 2121.0771 | 0 | 6.604 | 0.0055996 | 0 | 2.4564 | 0 | 0 | 1692.2751 | 0 | 0 | 0 | 11706.0742 | 208 | 17 | Winter
2018-07-27 18:00 | 0.069162 | 2762.1312 | 299.3782 | 1502.2469 | 1150.607 | 0 | 0.65892 | 1081.4864 | 282.7983 | 489.4089 | 1918.4104 | 0 | 5.0649 | 0.0055152 | 0 | 1.8839 | 0 | 0 | 1679.7756 | 0 | 0 | 0 | 11173.9253 | 208 | 18 | Winter
2018-07-27 19:00 | 0.0067196 | 2542.5235 | 376.2777 | 1504.421 | 1111.2177 | 0 | 0.85656 | 928.5533 | 262.2704 | 456.5824 | 1827.9527 | 0 | 2.7983 | 0.0055307 | 0 | 1.0409 | 0 | 0 | 1717.8495 | 0 | 0 | 0 | 10732.3562 | 208 | 19 | Winter
2018-07-27 20:00 | 0.0085224 | 2194.1556 | 492.9168 | 1365.7864 | 1061.6863 | 0 | 1.188 | 762.2063 | 372.6978 | 380.5152 | 1732.5348 | 0 | 2.1955 | 0.005497 | 0 | 0.81664 | 0 | 0 | 1738.1566 | 0 | 0 | 0 | 10104.8699 | 208 | 20 | Winter
2018-07-27 21:00 | 0.077849 | 1913.8972 | 558.6974 | 1331.6317 | 1014.4626 | 0 | 0.93751 | 570.928 | 376.7066 | 306.687 | 1645.6322 | 0 | 1.6169 | 0.0053794 | 0 | 0.60143 | 0 | 0 | 1668.2373 | 0 | 0 | 0 | 9390.119 | 208 | 21 | Winter
2018-07-27 22:00 | 0.037859 | 1657.7503 | 332.8854 | 1174.9189 | 911.0048 | 0 | 0.13883 | 493.0545 | 323.2668 | 251.1417 | 1589.6138 | 0 | 1.0576 | 0.0054884 | 0 | 0.39337 | 0 | 0 | 1620.3442 | 0 | 0 | 0 | 8355.6133 | 208 | 22 | Winter
2018-07-27 23:00 | 0.0042612 | 1440.7406 | 130.2607 | 890.37 | 872.163 | 0 | 0.22201 | 437.1465 | 288.7158 | 216.2687 | 1552.7008 | 0 | 0.75909 | 0.0056133 | 0 | 0.28235 | 0 | 0 | 1595.9564 | 0 | 0 | 0 | 7425.5958 | 208 | 23 | Winter
2018-07-28 | 0.085388 | 1283.8952 | 83.1421 | 642.5242 | 864.002 | 0 | 0.41123 | 360.4786 | 271.0542 | 182.8061 | 1488.2348 | 0 | 0.42071 | 0.0064569 | 0 | 0.15649 | 0 | 0 | 1587.2294 | 0 | 0 | 0 | 6764.4469 | 209 | 0 | Winter
2018-07-28 01:00 | 0.15586 | 1155.5664 | 75.9305 | 510.7953 | 858.402 | 0 | 0.56649 | 362.7149 | 257.5727 | 154.5704 | 1554.5041 | 0 | 0.27339 | 0.0064484 | 0 | 0.10169 | 0 | 0 | 1616.0545 | 0 | 0 | 0 | 6547.2147 | 209 | 1 | Winter
2018-07-28 02:00 | 0.88485 | 1026.5489 | 74.1733 | 455.5633 | 854.2536 | 0 | 0.87685 | 349.1791 | 252.563 | 153.4655 | 1528.6256 | 0 | 0.1302 | 0.0063447 | 0 | 0.04843 | 0 | 0 | 1658.7589 | 0 | 0 | 0 | 6355.0778 | 209 | 2 | Winter
2018-07-28 03:00 | 1.8977 | 924.6486 | 74.1733 | 441.2364 | 856.451 | 0 | 1.3118 | 360.213 | 249.2908 | 168.2166 | 1495.7777 | 0 | 0.17234 | 0.0062735 | 0 | 0.064104 | 0 | 0 | 1686.6173 | 0 | 0 | 0 | 6260.0771 | 209 | 3 | Winter
2018-07-28 04:00 | 4.1607 | 815.4968 | 74.4362 | 436.9029 | 872.77 | 0 | 1.7783 | 379.1275 | 251.6406 | 180.1815 | 1449.2601 | 0 | 0.095195 | 0.0061663 | 0 | 0.035409 | 0 | 0 | 1746.7212 | 0 | 0 | 0 | 6212.6124 | 209 | 4 | Winter
2018-07-28 05:00 | 4.5477 | 740.5397 | 80.2023 | 515.7854 | 891.7821 | 0 | 3.016 | 421.1413 | 257.4031 | 205.3426 | 1396.6768 | 0 | 0.38788 | 0.006115 | 0 | 0.14428 | 0 | 0 | 1822.2836 | 0 | 0 | 0 | 6339.2589 | 209 | 5 | Winter
2018-07-28 06:00 | 4.9607 | 716.1835 | 116.8084 | 687.9663 | 905.0778 | 0 | 4.8629 | 486.0896 | 128.7142 | 252.4866 | 1505.3021 | 0 | 1.0194 | 0.0060834 | 0 | 0.37919 | 0 | 0 | 1837.4058 | 0 | 0 | 0 | 6647.2627 | 209 | 6 | Winter
2018-07-28 07:00 | 5.1129 | 792.6589 | 182.6742 | 971.1632 | 932.9188 | 0 | 10.5905 | 621.2446 | 145.2604 | 286.5266 | 1485.9612 | 0 | 1.8785 | 0.0060376 | 0 | 0.69874 | 0 | 0 | 1901.1756 | 0 | 0 | 0 | 7337.8701 | 209 | 7 | Winter
2018-07-28 08:00 | 2.314 | 964.5017 | 234.2149 | 1229.502 | 986.4224 | 0 | 5.9543 | 747.0336 | 190.2328 | 396.316 | 1458.7875 | 0 | 2.0538 | 0.0053694 | 0 | 0.76393 | 0 | 0 | 1993.856 | 0 | 0 | 0 | 8211.9585 | 209 | 8 | Winter
2018-07-28 09:00 | 1.5588 | 1206.2976 | 250.8093 | 1382.3639 | 1017.8287 | 0 | 4.7249 | 948.5277 | 216.1134 | 451.1917 | 1470.1517 | 0 | 1.8775 | 0.006056 | 0 | 0.69834 | 0 | 0 | 2041.0527 | 0 | 0 | 0 | 8993.2022 | 209 | 9 | Winter
2018-07-28 10:00 | 0.77373 | 1526.4059 | 244.5591 | 1406.3374 | 1021.4251 | 0 | 3.7644 | 1193.9392 | 229.4304 | 484.526 | 1531.9523 | 0 | 2.1225 | 0.0060978 | 0 | 0.78949 | 0 | 0 | 2030.3233 | 0 | 0 | 0 | 9676.355 | 209 | 10 | Winter
2018-07-28 11:00 | 0.40547 | 1878.4744 | 224.5711 | 1396.819 | 1025.6493 | 0 | 3.1357 | 1394.9385 | 236.1191 | 519.2394 | 1572.4347 | 0 | 2.6024 | 0.0060721 | 0 | 0.96798 | 0 | 0 | 2049.524 | 0 | 0 | 0 | 10304.887 | 209 | 11 | Winter
2018-07-28 12:00 | 0.52036 | 2241.6864 | 212.6272 | 1435.0418 | 1034.1411 | 0 | 3.1069 | 1563.8491 | 237.7543 | 533.3408 | 1596.6214 | 0 | 2.9611 | 0.0060492 | 0 | 1.1014 | 0 | 0 | 2054.8053 | 0 | 0 | 0 | 10917.5631 | 209 | 12 | Winter
2018-07-28 13:00 | 0 | 2620.4968 | 207.6443 | 1335.2784 | 1006.4149 | 0 | 2.4707 | 1662.6277 | 237.1653 | 555.3905 | 1608.9231 | 0 | 2.9706 | 0.0059918 | 0 | 1.105 | 0 | 0 | 2036.4092 | 0 | 0 | 0 | 11276.9024 | 209 | 13 | Winter
2018-07-28 14:00 | 0.056707 | 2875.7436 | 211.1669 | 1254.4387 | 995.7512 | 0 | 2.5493 | 1655.958 | 233.5585 | 552.8181 | 1630.3994 | 0 | 3.3233 | 0.0060165 | 0 | 1.2361 | 0 | 0 | 2000.4473 | 0 | 0 | 0 | 11417.4532 | 209 | 14 | Winter
2018-07-28 15:00 | 0 | 3090.3784 | 217.4563 | 1250.3963 | 1033.186 | 0 | 2.4617 | 1646.4029 | 228.5869 | 547.3877 | 1677.8935 | 0 | 4.4398 | 0.0060324 | 0 | 1.6514 | 0 | 0 | 1929.3439 | 0 | 0 | 0 | 11629.5908 | 209 | 15 | Winter
2018-07-28 16:00 | 0 | 3344.1656 | 236.4248 | 1420.1087 | 1106.1335 | 0 | 2.4147 | 1642.6607 | 224.7818 | 465.5106 | 1739.4038 | 0 | 5.6788 | 0.0053033 | 0 | 2.1123 | 0 | 0 | 1814.5682 | 0 | 0 | 0 | 12003.9689 | 209 | 16 | Winter
2018-07-28 17:00 | 0.00081946 | 3507.3506 | 268.6252 | 1539.1967 | 1175.5219 | 0 | 2.7986 | 1547.4661 | 222.6411 | 451.8307 | 1799.5126 | 0 | 6.5232 | 0.0053273 | 0 | 2.4264 | 0 | 0 | 1671.6349 | 0 | 0 | 0 | 12195.5342 | 209 | 17 | Winter
2018-07-28 18:00 | 0 | 3449.1328 | 311.6244 | 1533.2168 | 1163.5726 | 0 | 0.68707 | 1278.7826 | 221.7134 | 427.9175 | 1703.4896 | 0 | 4.9102 | 0.0053024 | 0 | 1.8264 | 0 | 0 | 1628.4579 | 0 | 0 | 0 | 11725.3365 | 209 | 18 | Winter
2018-07-28 19:00 | 0 | 3161.688 | 391.0096 | 1495.8644 | 1122.5576 | 0 | 1.0508 | 1105.9275 | 221.456 | 391.8515 | 1691.7697 | 0 | 2.7059 | 0.0052863 | 0 | 1.0065 | 0 | 0 | 1660.9137 | 0 | 0 | 0 | 11247.8064 | 209 | 19 | Winter
2018-07-28 20:00 | 0.011145 | 2747.1114 | 513.2208 | 1447.9676 | 1069.4743 | 0 | 1.2301 | 916.1232 | 345.6677 | 345.0798 | 1672.4666 | 0 | 2.1239 | 0.0052387 | 0 | 0.79001 | 0 | 0 | 1681.4204 | 0 | 0 | 0 | 10742.6922 | 209 | 20 | Winter
2018-07-28 21:00 | 0 | 2440.0153 | 587.331 | 1389.0731 | 1022.1887 | 0 | 1.0882 | 756.5122 | 357.8307 | 300.8354 | 1628.8623 | 0 | 1.5759 | 0.0051749 | 0 | 0.58616 | 0 | 0 | 1626.2644 | 0 | 0 | 0 | 10112.1686 | 209 | 21 | Winter
2018-07-28 22:00 | 0.051954 | 2143.9686 | 364.9347 | 1149.5895 | 914.8006 | 0 | 0.22269 | 640.5057 | 310.0988 | 240.5097 | 1574.5126 | 0 | 1.0212 | 0.005105 | 0 | 0.37986 | 0 | 0 | 1564.621 | 0 | 0 | 0 | 8905.222 | 209 | 22 | Winter
2018-07-28 23:00 | 0 | 1883.7336 | 143.6556 | 887.7147 | 870.4122 | 0 | 0.22903 | 554.9253 | 277.2913 | 194.241 | 1537.2268 | 0 | 0.72708 | 0.0059274 | 0 | 0.27044 | 0 | 0 | 1529.6879 | 0 | 0 | 0 | 7880.1208 | 209 | 23 | Winter
2018-07-29 | 0.017373 | 1689.7941 | 86.5481 | 647.7917 | 862.0893 | 0 | 0.28978 | 475.0551 | 264.1304 | 165.9104 | 1543.9823 | 0 | 0.99489 | 0.0060206 | 0 | 0.37006 | 0 | 0 | 1131.2118 | 0 | 0 | 0 | 6868.1915 | 210 | 0 | Fall
2018-07-29 01:00 | 0.077685 | 1532.28 | 76.6615 | 513.2451 | 856.2882 | 0 | 0.28098 | 398.1031 | 249.3002 | 157.945 | 1433.9839 | 0 | 0.40808 | 0.0066418 | 0 | 0.15179 | 0 | 0 | 1171.5596 | 0 | 0 | 0 | 6390.2918 | 210 | 1 | Fall
2018-07-29 02:00 | 0.67933 | 1383.2079 | 74.1733 | 446.2209 | 853.1122 | 0 | 0.37396 | 393.5298 | 244.8259 | 160.8498 | 1428.4635 | 0 | 0.34925 | 0.008044 | 0 | 0.12991 | 0 | 0 | 1125.1111 | 0 | 0 | 0 | 6111.035 | 210 | 2 | Fall
2018-07-29 03:00 | 0.85715 | 1263.8081 | 74.1733 | 433.266 | 855.6798 | 0 | 0.53576 | 389.8693 | 240.3942 | 171.9696 | 1386.337 | 0 | 0.25524 | 0.0079459 | 0 | 0.094939 | 0 | 0 | 1106.0832 | 0 | 0 | 0 | 5923.3316 | 210 | 3 | Fall
2018-07-29 04:00 | 2.1912 | 1140.7459 | 74.4389 | 444.0848 | 872.6449 | 0 | 0.73689 | 391.775 | 245.2132 | 186.7411 | 1354.223 | 0 | 0.049918 | 0.0085851 | 0 | 0.018568 | 0 | 0 | 1117.3219 | 0 | 0 | 0 | 5830.1939 | 210 | 4 | Fall
2018-07-29 05:00 | 2.5475 | 1026.645 | 80.1949 | 514.222 | 891.6363 | 0 | 1.5448 | 438.871 | 254.5996 | 211.3201 | 1320.3145 | 0 | 0.15049 | 0.0079081 | 0 | 0.055975 | 0 | 0 | 1109.9261 | 0 | 0 | 0 | 5852.0362 | 210 | 5 | Fall
2018-07-29 06:00 | 2.7642 | 965.648 | 116.5844 | 693.4597 | 905.0267 | 0 | 3.2597 | 461.3742 | 123.1944 | 253.9249 | 1265.2896 | 0 | 0.32148 | 0.0079576 | 0 | 0.11958 | 0 | 0 | 1109.9786 | 0 | 0 | 0 | 5900.9534 | 210 | 6 | Fall
2018-07-29 07:00 | 2.5048 | 994.0351 | 184.7364 | 961.0642 | 933.4864 | 0 | 9.2839 | 559.149 | 122.4289 | 281.6446 | 1235.7193 | 0 | 0.5471 | 0.0065784 | 0 | 0.2035 | 0 | 0 | 1070.8879 | 0 | 0 | 0 | 6355.6978 | 210 | 7 | Fall
2018-07-29 08:00 | 1.2964 | 1092.6881 | 234.1444 | 1216.2071 | 987.1542 | 0 | 6.4559 | 614.6395 | 141.5982 | 391.1718 | 1274.5439 | 0 | 1.059 | 0.0066196 | 0 | 0.39392 | 0 | 0 | 1093.3254 | 0 | 0 | 0 | 7054.6845 | 210 | 8 | Fall
2018-07-29 09:00 | 1.3252 | 1249.3203 | 249.5495 | 1363.7034 | 1017.406 | 0 | 5.726 | 718.9374 | 161.0525 | 425.707 | 1292.3003 | 0 | 1.8339 | 0.0065602 | 0 | 0.68215 | 0 | 0 | 1071.6659 | 0 | 0 | 0 | 7559.216 | 210 | 9 | Fall
2018-07-29 10:00 | 0.81307 | 1431.0919 | 243.3206 | 1416.5662 | 1020.5025 | 0 | 5.0709 | 835.5588 | 179.0733 | 447.8556 | 1307.9755 | 0 | 2.4894 | 0.0066173 | 0 | 0.92594 | 0 | 0 | 1068.3028 | 0 | 0 | 0 | 7959.5531 | 210 | 10 | Fall
2018-07-29 11:00 | 0.52773 | 1644.5404 | 223.737 | 1338.4573 | 1025.1494 | 0 | 4.519 | 967.7345 | 193.0188 | 480.2069 | 1336.1135 | 0 | 3.1958 | 0.0065739 | 0 | 1.1887 | 0 | 0 | 1084.5597 | 0 | 0 | 0 | 8302.9554 | 210 | 11 | Fall
2018-07-29 12:00 | 0.65229 | 1891.2383 | 213.997 | 1423.6934 | 1034.2141 | 0 | 4.923 | 1056.1824 | 201.1859 | 494.9758 | 1389.5217 | 0 | 3.9969 | 0.006549 | 0 | 1.4867 | 0 | 0 | 1076.9022 | 0 | 0 | 0 | 8792.9761 | 210 | 12 | Fall
2018-07-29 13:00 | 0.0096696 | 2145.6279 | 208.8456 | 1354.8131 | 1006.8698 | 0 | 3.7855 | 1120.8361 | 204.7678 | 510.4007 | 1431.3216 | 0 | 4.1479 | 0.0065823 | 0 | 1.5429 | 0 | 0 | 1090.2861 | 0 | 0 | 0 | 9083.2612 | 210 | 13 | Fall
2018-07-29 14:00 | 0.05097 | 2409.5239 | 212.327 | 1302.429 | 996.4422 | 0 | 3.5578 | 1188.8197 | 202.6548 | 515.1416 | 1476.7756 | 0 | 4.2603 | 0.0066486 | 0 | 1.5846 | 0 | 0 | 1086.4969 | 0 | 0 | 0 | 9400.0709 | 210 | 14 | Fall
2018-07-29 15:00 | 0 | 2677.4711 | 222.229 | 1302.1251 | 1035.2556 | 0 | 3.2844 | 1213.3669 | 195.0255 | 519.3614 | 1515.5957 | 0 | 4.4207 | 0.006652 | 0 | 1.6443 | 0 | 0 | 1055.4329 | 0 | 0 | 0 | 9745.2193 | 210 | 15 | Fall
2018-07-29 16:00 | 0 | 2884.5384 | 239.4914 | 1390.5293 | 1107.2991 | 0 | 3.3186 | 1195.0306 | 185.1339 | 441.238 | 1543.615 | 0 | 4.8189 | 0.0066299 | 0 | 1.7924 | 0 | 0 | 1020.0267 | 0 | 0 | 0 | 10016.8391 | 210 | 16 | Fall
2018-07-29 17:00 | 0 | 3036.3402 | 269.5181 | 1551.1724 | 1175.9554 | 0 | 3.9411 | 1127.9683 | 174.3911 | 432.5236 | 1567.1445 | 0 | 4.2371 | 0.0059427 | 0 | 1.576 | 0 | 0 | 963.469 | 0 | 0 | 0 | 10308.2429 | 210 | 17 | Fall
2018-07-29 18:00 | 0 | 3026.3967 | 311.6264 | 1591.1858 | 1163.6704 | 0 | 0.62884 | 949.0205 | 163.6487 | 413.9034 | 1577.983 | 0 | 4.9387 | 0.0058474 | 0 | 1.837 | 0 | 0 | 956.712 | 0 | 0 | 0 | 10161.5573 | 210 | 18 | Fall
2018-07-29 19:00 | 0 | 2764.4588 | 391.2913 | 1474.2611 | 1122.7518 | 0 | 0.81047 | 821.8421 | 152.3256 | 380.6617 | 1554.2518 | 0 | 4.9217 | 0.0058544 | 0 | 1.8307 | 0 | 0 | 971.8389 | 0 | 0 | 0 | 9641.252 | 210 | 19 | Fall
2018-07-29 20:00 | 0.060804 | 2399.6961 | 512.7623 | 1381.5037 | 1069.6447 | 0 | 1.0964 | 690.1162 | 279.4008 | 337.5583 | 1519.4175 | 0 | 4.1759 | 0.0065284 | 0 | 1.5533 | 0 | 0 | 990.3489 | 0 | 0 | 0 | 9187.3414 | 210 | 20 | Fall
2018-07-29 21:00 | 0.04294 | 2108.6127 | 585.5433 | 1325.2676 | 1021.7214 | 0 | 1.4088 | 608.0969 | 292.6365 | 294.5009 | 1470.4934 | 0 | 3.4474 | 0.0065574 | 0 | 1.2823 | 0 | 0 | 983.0283 | 0 | 0 | 0 | 8696.0889 | 210 | 21 | Fall
2018-07-29 22:00 | 0.118 | 1844.5936 | 367.5838 | 1146.1978 | 914.9762 | 0 | 0.30771 | 548.796 | 281.5891 | 238.3235 | 1418.4501 | 0 | 2.6564 | 0.0058523 | 0 | 0.98807 | 0 | 0 | 1004.8678 | 0 | 0 | 0 | 7769.4541 | 210 | 22 | Fall
2018-07-29 23:00 | 0.091288 | 1611.1136 | 142.5352 | 882.777 | 870.5228 | 0 | 0.60572 | 504.3544 | 269.824 | 195.7651 | 1382.3069 | 0 | 1.8848 | 0.0066273 | 0 | 0.70107 | 0 | 0 | 1108.792 | 0 | 0 | 0 | 6971.2805 | 210 | 23 | Fall
2018-07-30 | 0.63197 | 1426.0852 | 85.8716 | 645.6071 | 862.3745 | 0 | 0.99678 | 438.9454 | 256.914 | 165.0485 | 1411.705 | 0 | 0.97685 | 0.006536 | 0 | 0.36335 | 0 | 0 | 1110.5609 | 0 | 0 | 0 | 6406.0877 | 211 | 0 | Summer
2018-07-30 01:00 | 1.5345 | 1259.869 | 76.4756 | 514.9009 | 856.5205 | 0 | 1.2569 | 381.5576 | 260.674 | 163.5129 | 1458.9024 | 0 | 0.3996 | 0.0064602 | 0 | 0.14863 | 0 | 0 | 1148.4458 | 0 | 0 | 0 | 6124.2048 | 211 | 1 | Summer
2018-07-30 02:00 | 3.7839 | 1095.7489 | 74.3718 | 447.0166 | 853.0147 | 0 | 1.8007 | 375.9067 | 257.5285 | 154.2697 | 1426.379 | 0 | 0.34348 | 0.0078195 | 0 | 0.12776 | 0 | 0 | 1104.7056 | 0 | 0 | 0 | 5795.0051 | 211 | 2 | Summer
2018-07-30 03:00 | 7.1357 | 977.4949 | 74.3718 | 436.9422 | 855.5343 | 0 | 2.3182 | 394.3122 | 258.4011 | 157.1212 | 1392.336 | 0 | 0.24929 | 0.0077362 | 0 | 0.092727 | 0 | 0 | 1079.2692 | 0 | 0 | 0 | 5635.5865 | 211 | 3 | Summer
2018-07-30 04:00 | 12.1324 | 858.3486 | 74.4713 | 509.6233 | 870.1512 | 0 | 3.7158 | 432.7933 | 268.2158 | 179.9833 | 1395.3162 | 0 | 0.048356 | 0.0083164 | 0 | 0.017986 | 0 | 0 | 1085.1986 | 0 | 0 | 0 | 5690.0246 | 211 | 4 | Summer
2018-07-30 05:00 | 17.4982 | 756.8122 | 84.6038 | 706.7943 | 884.0114 | 0 | 6.3778 | 541.8968 | 296.8429 | 223.3726 | 1453.3729 | 0 | 0.14637 | 0.0083463 | 0 | 0.054443 | 0 | 0 | 1075.9438 | 0 | 0 | 0 | 6047.7359 | 211 | 5 | Summer
2018-07-30 06:00 | 18.4159 | 715.0181 | 167.1998 | 1031.0778 | 904.2838 | 0 | 8.5448 | 654.5018 | 203.421 | 349.513 | 1759.6966 | 0 | 0.31147 | 0.0078016 | 0 | 0.11585 | 0 | 0 | 1076.247 | 0 | 0 | 0 | 6888.3547 | 211 | 6 | Summer
2018-07-30 07:00 | 12.1031 | 796.7072 | 227.3682 | 1204.1726 | 945.8357 | 0 | 22.2489 | 858.615 | 258.055 | 401.6446 | 1992.2567 | 0 | 0.52858 | 0.0064752 | 0 | 0.19661 | 0 | 0 | 1035.3676 | 0 | 0 | 0 | 7755.1062 | 211 | 7 | Summer
2018-07-30 08:00 | 4.2928 | 949.133 | 218.3624 | 1199.2608 | 983.097 | 0 | 7.2132 | 1083.3704 | 344.796 | 533.6089 | 2228.2404 | 0 | 1.0142 | 0.0064904 | 0 | 0.37723 | 0 | 0 | 1047.4996 | 0 | 0 | 0 | 8600.2725 | 211 | 8 | Summer
2018-07-30 09:00 | 1.8646 | 1180.531 | 203.8558 | 1233.9326 | 1004.8552 | 0 | 3.2232 | 1305.6602 | 400.6845 | 596.2373 | 2435.0128 | 0 | 1.7406 | 0.0064071 | 0 | 0.64745 | 0 | 0 | 1017.0606 | 0 | 0 | 0 | 9385.3122 | 211 | 9 | Summer
2018-07-30 10:00 | 0.83962 | 1454.7966 | 192.4217 | 1262.2049 | 1006.2445 | 0 | 2.4595 | 1503.8858 | 428.1673 | 636.7471 | 2596.2982 | 0 | 2.3599 | 0.0064714 | 0 | 0.87779 | 0 | 0 | 1012.7637 | 0 | 0 | 0 | 10100.0729 | 211 | 10 | Summer
2018-07-30 11:00 | 0.47103 | 1706.597 | 178.3308 | 1240.9113 | 1009.031 | 0 | 1.8462 | 1620.5603 | 437.4452 | 647.9301 | 2646.0735 | 0 | 3.0519 | 0.0063647 | 0 | 1.1352 | 0 | 0 | 1035.8419 | 0 | 0 | 0 | 10529.2317 | 211 | 11 | Summer
2018-07-30 12:00 | 0.74751 | 2012.1689 | 171.0524 | 1214.6493 | 1015.6316 | 0 | 1.6514 | 1709.3603 | 435.2305 | 639.319 | 2624.9418 | 0 | 3.8221 | 0.0064058 | 0 | 1.4217 | 0 | 0 | 1029.8122 | 0 | 0 | 0 | 10859.8149 | 211 | 12 | Summer
2018-07-30 13:00 | 0.051298 | 2327.3707 | 165.4018 | 1108.5038 | 987.205 | 0 | 1.2409 | 1738.0854 | 423.7805 | 624.2036 | 2548.2454 | 0 | 4.0319 | 0.0065122 | 0 | 1.4997 | 0 | 0 | 1059.8262 | 0 | 0 | 0 | 10989.4527 | 211 | 13 | Summer
2018-07-30 14:00 | 0.046218 | 2627.7385 | 167.2524 | 1052.8142 | 977.1715 | 0 | 1.1254 | 1721.9216 | 400.2922 | 604.5428 | 2417.9019 | 0 | 4.1755 | 0.0066902 | 0 | 1.5531 | 0 | 0 | 1064.7978 | 0 | 0 | 0 | 11041.3397 | 211 | 14 | Summer
2018-07-30 15:00 | 0.038187 | 2938.4923 | 180.2427 | 1105.6265 | 1012.6744 | 0 | 1.4569 | 1680.0715 | 369.5001 | 604.2427 | 2291.9009 | 0 | 4.3377 | 0.0067589 | 0 | 1.6134 | 0 | 0 | 1035.5014 | 0 | 0 | 0 | 11225.7056 | 211 | 15 | Summer
2018-07-30 16:00 | 0.0026223 | 3187.456 | 206.2684 | 1316.8264 | 1085.5696 | 0 | 1.5438 | 1592.951 | 338.7655 | 518.0058 | 2196.5733 | 0 | 4.7301 | 0.006101 | 0 | 1.7594 | 0 | 0 | 1001.1185 | 0 | 0 | 0 | 11451.5766 | 211 | 16 | Summer
2018-07-30 17:00 | 0 | 3307.2197 | 246.783 | 1498.9427 | 1155.1585 | 0 | 1.7703 | 1441.9306 | 307.5341 | 506.1144 | 2121.0771 | 0 | 4.1814 | 0.0062055 | 0 | 1.5553 | 0 | 0 | 950.9061 | 0 | 0 | 0 | 11543.1792 | 211 | 17 | Summer
2018-07-30 18:00 | 0.0047529 | 3204.3771 | 296.5345 | 1547.05 | 1149.665 | 0 | 0.6391 | 1104.2719 | 282.7983 | 487.109 | 1918.4104 | 0 | 4.9021 | 0.0060941 | 0 | 1.8234 | 0 | 0 | 949.554 | 0 | 0 | 0 | 10947.1457 | 211 | 18 | Summer
2018-07-30 19:00 | 0.025567 | 2908.907 | 375.2432 | 1464.009 | 1112.2215 | 0 | 0.85799 | 933.2533 | 262.2704 | 453.5929 | 1827.9527 | 0 | 5.0032 | 0.0060978 | 0 | 1.861 | 0 | 0 | 987.9245 | 0 | 0 | 0 | 10333.1285 | 211 | 19 | Summer
2018-07-30 20:00 | 0.045726 | 2499.6624 | 492.1553 | 1468.4068 | 1061.8491 | 0 | 1.1655 | 764.2432 | 384.1592 | 378.9048 | 1732.5348 | 0 | 4.2869 | 0.006788 | 0 | 1.5945 | 0 | 0 | 1016.7332 | 0 | 0 | 0 | 9805.7482 | 211 | 20 | Summer
2018-07-30 21:00 | 0.2029 | 2161.0315 | 559.9403 | 1352.3889 | 1015.0184 | 0 | 0.994 | 563.4648 | 376.7066 | 304.3478 | 1645.6322 | 0 | 3.5649 | 0.006037 | 0 | 1.326 | 0 | 0 | 1016.4777 | 0 | 0 | 0 | 9001.1022 | 211 | 21 | Summer
2018-07-30 22:00 | 0.1534 | 1857.9845 | 333.3039 | 1180.466 | 910.7338 | 0 | 0.21005 | 489.4572 | 323.2668 | 248.2646 | 1589.6138 | 0 | 2.7525 | 0.0060024 | 0 | 1.0238 | 0 | 0 | 1041.3 | 0 | 0 | 0 | 7978.5362 | 211 | 22 | Summer
2018-07-30 23:00 | 0.093091 | 1595.8879 | 130.3479 | 863.8447 | 872.2131 | 0 | 0.30561 | 435.5077 | 288.7158 | 215.1238 | 1552.7008 | 0 | 1.9585 | 0.006736 | 0 | 0.72846 | 0 | 0 | 1152.0156 | 0 | 0 | 0 | 7109.4497 | 211 | 23 | Summer
2018-07-31 | 0.23158 | 1425.049 | 82.9146 | 634.2997 | 864.2087 | 0 | 0.41907 | 359.3119 | 271.0542 | 181.6867 | 1488.2348 | 0 | 0.43255 | 0.0059336 | 0 | 0.16089 | 0 | 0 | 1631.5474 | 0 | 0 | 0 | 6939.5571 | 212 | 0 | Winter
2018-07-31 01:00 | 0.40973 | 1261.3077 | 75.9412 | 510.9733 | 858.5358 | 0 | 0.52939 | 319.0457 | 260.674 | 161.8667 | 1458.9024 | 0 | 0.28074 | 0.0058439 | 0 | 0.10442 | 0 | 0 | 1657.7941 | 0 | 0 | 0 | 6566.3711 | 212 | 1 | Winter
2018-07-31 02:00 | 1.3233 | 1107.5991 | 74.3718 | 457.2585 | 854.4565 | 0 | 0.81232 | 314.6381 | 257.5285 | 153.0375 | 1426.379 | 0 | 0.13353 | 0.0065201 | 0 | 0.049669 | 0 | 0 | 1702.9693 | 0 | 0 | 0 | 6350.5636 | 212 | 2 | Winter
2018-07-31 03:00 | 2.2478 | 984.0943 | 74.3718 | 439.0095 | 856.2374 | 0 | 1.176 | 329.7602 | 258.4011 | 154.0363 | 1392.336 | 0 | 0.17694 | 0.0065662 | 0 | 0.065816 | 0 | 0 | 1732.8182 | 0 | 0 | 0 | 6224.738 | 212 | 3 | Winter
2018-07-31 04:00 | 4.801 | 850.1088 | 74.4615 | 506.7204 | 869.9846 | 0 | 2.117 | 359.8256 | 268.2158 | 181.1874 | 1395.3162 | 0 | 0.097863 | 0.0079479 | 0 | 0.036401 | 0 | 0 | 1794.4039 | 0 | 0 | 0 | 6307.2844 | 212 | 4 | Winter
2018-07-31 05:00 | 6.0917 | 740.7032 | 84.611 | 699.3589 | 883.608 | 0 | 3.2136 | 451.9718 | 296.8429 | 221.3202 | 1453.3729 | 0 | 0.40151 | 0.0079549 | 0 | 0.14935 | 0 | 0 | 1884.4865 | 0 | 0 | 0 | 6726.1395 | 212 | 5 | Winter
2018-07-31 06:00 | 6.2846 | 715.5317 | 169.2719 | 1032.4566 | 904.2645 | 0 | 4.9374 | 568.2137 | 203.7673 | 348.4337 | 1759.6966 | 0 | 1.0566 | 0.0064666 | 0 | 0.393 | 0 | 0 | 1904.1264 | 0 | 0 | 0 | 7618.4404 | 212 | 6 | Winter
2018-07-31 07:00 | 5.452 | 854.8543 | 231.1343 | 1216.3445 | 947.2944 | 0 | 13.1016 | 799.7111 | 258.055 | 400.5759 | 1992.2567 | 0 | 1.9427 | 0.0057586 | 0 | 0.72259 | 0 | 0 | 1965.7597 | 0 | 0 | 0 | 8687.2105 | 212 | 7 | Winter
2018-07-31 08:00 | 2.168 | 1114.2394 | 218.0857 | 1195.3417 | 984.1413 | 0 | 4.9138 | 1102.061 | 344.796 | 534.6227 | 2228.2404 | 0 | 2.1023 | 0.0058056 | 0 | 0.78196 | 0 | 0 | 2041.1581 | 0 | 0 | 0 | 9772.6582 | 212 | 8 | Winter
2018-07-31 09:00 | 1.2874 | 1476.0165 | 203.1576 | 1221.9063 | 1005.5825 | 0 | 2.7238 | 1405.6429 | 400.6845 | 598.8329 | 2435.0128 | 0 | 1.9327 | 0.0057539 | 0 | 0.7189 | 0 | 0 | 2101.2111 | 0 | 0 | 0 | 10854.7158 | 212 | 9 | Winter
2018-07-31 10:00 | 0.6913 | 1880.1465 | 191.8947 | 1268.147 | 1006.5542 | 0 | 1.9807 | 1680.5362 | 428.1673 | 637.7823 | 2596.2982 | 0 | 2.2059 | 0.0058564 | 0 | 0.82051 | 0 | 0 | 2110.2516 | 0 | 0 | 0 | 11805.4822 | 212 | 10 | Winter
2018-07-31 11:00 | 0.29566 | 2251.7915 | 178.2441 | 1241.6401 | 1008.9919 | 0 | 1.5832 | 1856.4654 | 437.4452 | 651.1161 | 2646.0735 | 0 | 2.7214 | 0.0058677 | 0 | 1.0122 | 0 | 0 | 2143.0949 | 0 | 0 | 0 | 12420.4812 | 212 | 11 | Winter
2018-07-31 12:00 | 0.45644 | 2601.3825 | 170.3682 | 1214.3595 | 1015.4031 | 0 | 1.4385 | 1936.0133 | 435.2305 | 640.4095 | 2624.9418 | 0 | 3.0902 | 0.0058334 | 0 | 1.1494 | 0 | 0 | 2144.539 | 0 | 0 | 0 | 12788.7878 | 212 | 12 | Winter
2018-07-31 13:00 | 0.011636 | 2994.8909 | 164.768 | 1111.6929 | 987.2718 | 0 | 0.98322 | 1986.6077 | 423.7805 | 627.3417 | 2548.2454 | 0 | 3.0887 | 0.0058101 | 0 | 1.1489 | 0 | 0 | 2116.9375 | 0 | 0 | 0 | 12966.7746 | 212 | 13 | Winter
2018-07-31 14:00 | 0.010981 | 3362.6438 | 166.793 | 1075.9098 | 977.0813 | 0 | 0.87117 | 1988.7133 | 400.2922 | 610.0838 | 2417.9019 | 0 | 3.4233 | 0.0057509 | 0 | 1.2733 | 0 | 0 | 2060.7426 | 0 | 0 | 0 | 13065.7462 | 212 | 14 | Winter
2018-07-31 15:00 | 0.026387 | 3621.8708 | 180.2767 | 1127.5452 | 1013.0833 | 0 | 1.2773 | 1901.2234 | 369.5001 | 604.7514 | 2291.9009 | 0 | 4.5544 | 0.005736 | 0 | 1.694 | 0 | 0 | 1979.2463 | 0 | 0 | 0 | 13096.956 | 212 | 15 | Winter
2018-07-31 16:00 | 0 | 3822.2574 | 206.186 | 1313.617 | 1085.309 | 0 | 1.4715 | 1788.6059 | 338.7655 | 521.1618 | 2196.5733 | 0 | 5.8684 | 0.005809 | 0 | 2.1828 | 0 | 0 | 1875.1377 | 0 | 0 | 0 | 13157.1421 | 212 | 16 | Winter
2018-07-31 17:00 | 0 | 3861.2024 | 248.1461 | 1506.2722 | 1156.4036 | 0 | 1.7506 | 1618.1775 | 307.5341 | 508.8694 | 2121.0771 | 0 | 6.8042 | 0.0058861 | 0 | 2.5309 | 0 | 0 | 1743.5488 | 0 | 0 | 0 | 13082.3229 | 212 | 17 | Winter
2018-07-31 18:00 | 0.038678 | 3656.3282 | 297.5115 | 1543.5951 | 1150.055 | 0 | 0.57254 | 1231.7523 | 282.7983 | 489.3826 | 1918.4104 | 0 | 5.1864 | 0.0059133 | 0 | 1.9291 | 0 | 0 | 1720.0343 | 0 | 0 | 0 | 12297.6001 | 212 | 18 | Winter
2018-07-31 19:00 | 0.029828 | 3281.4883 | 377.1921 | 1499.0555 | 1112.4421 | 0 | 0.76468 | 1033.0439 | 262.2704 | 456.8315 | 1827.9527 | 0 | 2.8582 | 0.0060104 | 0 | 1.0631 | 0 | 0 | 1754.5703 | 0 | 0 | 0 | 11609.5686 | 212 | 19 | Winter
2018-07-31 20:00 | 0 | 2861.2985 | 492.7629 | 1405.0992 | 1062.3247 | 0 | 0.99897 | 845.781 | 384.9191 | 380.682 | 1732.5348 | 0 | 2.2446 | 0.005962 | 0 | 0.83489 | 0 | 0 | 1776.9698 | 0 | 0 | 0 | 10946.4565 | 212 | 20 | Winter
2018-07-31 21:00 | 0 | 2533.4066 | 557.8132 | 1343.3724 | 1014.4767 | 0 | 1.3218 | 635.7266 | 376.7066 | 306.2194 | 1645.6322 | 0 | 1.6745 | 0.005956 | 0 | 0.62285 | 0 | 0 | 1727.4108 | 0 | 0 | 0 | 10144.3897 | 212 | 21 | Winter
2018-07-31 22:00 | 0.012292 | 2235.6067 | 333.6039 | 1154.5989 | 910.7735 | 0 | 0.44865 | 556.0087 | 323.2668 | 251.1985 | 1589.6138 | 0 | 1.077 | 0.0058786 | 0 | 0.40059 | 0 | 0 | 1650.1508 | 0 | 0 | 0 | 9006.7661 | 212 | 22 | Winter
2018-07-31 23:00 | 0.050806 | 1965.0601 | 128.8804 | 871.3132 | 872.3296 | 0 | 0.58224 | 495.2645 | 288.7158 | 217.3813 | 1552.7008 | 0 | 0.7712 | 0.0059823 | 0 | 0.28685 | 0 | 0 | 1621.8418 | 0 | 0 | 0 | 8015.1848 | 212 | 23 | Winter
2018-08-01 | 0.031139 | 1741.5516 | 82.7411 | 626.0005 | 864.2343 | 0 | 0.17753 | 409.632 | 271.0542 | 185.0442 | 1488.2348 | 0 | 0.42244 | 0.0059667 | 0 | 0.15713 | 0 | 0 | 1593.1109 | 0 | 0 | 0 | 7262.3978 | 213 | 0 | Summer
2018-08-01 01:00 | 0.083093 | 1563.1846 | 75.9048 | 494.9269 | 858.6793 | 0 | 0.21086 | 365.0144 | 260.9403 | 164.8658 | 1458.3492 | 0 | 0.27469 | 0.005937 | 0 | 0.10217 | 0 | 0 | 1621.0637 | 0 | 0 | 0 | 6863.6056 | 213 | 1 | Summer
2018-08-01 02:00 | 0.36613 | 1394.3547 | 74.3718 | 440.7207 | 854.6217 | 0 | 0.29752 | 365.6933 | 257.6641 | 156.3399 | 1428.0943 | 0 | 0.1298 | 0.005822 | 0 | 0.048279 | 0 | 0 | 1656.6568 | 0 | 0 | 0 | 6629.3647 | 213 | 2 | Summer
2018-08-01 03:00 | 0.52052 | 1245.229 | 74.3718 | 445.7135 | 856.4382 | 0 | 0.40704 | 385.9961 | 258.3432 | 157.0937 | 1396.0442 | 0 | 0.17176 | 0.0065658 | 0 | 0.063888 | 0 | 0 | 1678.3136 | 0 | 0 | 0 | 6498.713 | 213 | 3 | Summer
2018-08-01 04:00 | 1.5603 | 1084.5962 | 74.4826 | 505.3986 | 870.2635 | 0 | 0.95697 | 417.039 | 267.9967 | 182.5959 | 1398.9961 | 0 | 0.094648 | 0.0065042 | 0 | 0.035205 | 0 | 0 | 1735.8331 | 0 | 0 | 0 | 6539.8553 | 213 | 4 | Summer
2018-08-01 05:00 | 2.0918 | 961.103 | 84.5216 | 711.8287 | 884.122 | 0 | 1.5526 | 520.6317 | 296.2533 | 222.8739 | 1458.3413 | 0 | 0.38817 | 0.006575 | 0 | 0.14438 | 0 | 0 | 1821.9229 | 0 | 0 | 0 | 6965.7819 | 213 | 5 | Summer
2018-08-01 06:00 | 2.4774 | 908.9924 | 168.9176 | 1016.9269 | 904.2175 | 0 | 3.5181 | 638.4681 | 202.1096 | 351.0057 | 1765.0205 | 0 | 1.0151 | 0.0058921 | 0 | 0.37759 | 0 | 0 | 1828.5961 | 0 | 0 | 0 | 7791.6485 | 213 | 6 | Summer
2018-08-01 07:00 | 2.7198 | 1017.2423 | 227.676 | 1166.8317 | 946.0998 | 0 | 6.5215 | 864.5114 | 254.76 | 402.3955 | 1996.305 | 0 | 1.8667 | 0.0058531 | 0 | 0.69434 | 0 | 0 | 1889.3995 | 0 | 0 | 0 | 8777.0295 | 213 | 7 | Summer
2018-08-01 08:00 | 1.5901 | 1216.6723 | 221.9147 | 1195.563 | 983.4541 | 0 | 2.7184 | 1155.4308 | 341.2662 | 533.4287 | 2230.7672 | 0 | 2.0278 | 0.0059952 | 0 | 0.75426 | 0 | 0 | 1968.5182 | 0 | 0 | 0 | 9854.1117 | 213 | 8 | Summer
2018-08-01 09:00 | 1.4477 | 1541.8515 | 209.4538 | 1241.4968 | 1005.8418 | 0 | 1.717 | 1428.7445 | 399.4352 | 597.7069 | 2435.6326 | 0 | 1.8653 | 0.0060341 | 0 | 0.69382 | 0 | 0 | 2027.9462 | 0 | 0 | 0 | 10893.8391 | 213 | 9 | Summer
2018-08-01 10:00 | 0.94926 | 1884.1967 | 196.9339 | 1270.6346 | 1006.5176 | 0 | 1.0417 | 1661.1024 | 427.9004 | 635.5676 | 2595.568 | 0 | 2.1076 | 0.0053215 | 0 | 0.78392 | 0 | 0 | 2016.0022 | 0 | 0 | 0 | 11699.3112 | 213 | 10 | Summer
2018-08-01 11:00 | 0.5551 | 2187.4976 | 180.9281 | 1229.2935 | 1008.4934 | 0 | 0.72457 | 1819.1524 | 437.4018 | 650.3086 | 2643.1699 | 0 | 2.6167 | 0.0061208 | 0 | 0.9733 | 0 | 0 | 2060.8382 | 0 | 0 | 0 | 12221.9593 | 213 | 11 | Summer
2018-08-01 12:00 | 0.51069 | 2496.5111 | 172.7213 | 1213.4275 | 1015.2842 | 0 | 0.5643 | 1903.6264 | 435.2214 | 639.2565 | 2621.3719 | 0 | 3.0008 | 0.0061699 | 0 | 1.1162 | 0 | 0 | 2082.5801 | 0 | 0 | 0 | 12585.1986 | 213 | 12 | Summer
2018-08-01 13:00 | 0.027042 | 2778.1961 | 167.0849 | 1089.4542 | 987.3032 | 0 | 0.58701 | 1931.0385 | 423.7751 | 625.5054 | 2544.7995 | 0 | 3.0347 | 0.0062187 | 0 | 1.1288 | 0 | 0 | 2080.2483 | 0 | 0 | 0 | 12632.1889 | 213 | 13 | Summer
2018-08-01 14:00 | 0.063262 | 3044.0028 | 169.591 | 1061.6209 | 977.0927 | 0 | 0.53852 | 1917.2422 | 400.2933 | 607.8759 | 2413.6314 | 0 | 3.4072 | 0.0062632 | 0 | 1.2674 | 0 | 0 | 2050.9462 | 0 | 0 | 0 | 12647.5791 | 213 | 14 | Summer
2018-08-01 15:00 | 0.044742 | 3281.3229 | 183.554 | 1101.4175 | 1012.9132 | 0 | 0.59264 | 1853.0826 | 369.5003 | 603.6583 | 2285.2708 | 0 | 4.5592 | 0.0054798 | 0 | 1.6958 | 0 | 0 | 1981.3111 | 0 | 0 | 0 | 12678.9288 | 213 | 15 | Summer
2018-08-01 16:00 | 0 | 3392.9395 | 208.6712 | 1286.3082 | 1084.7846 | 0 | 0.61725 | 1713.1715 | 338.7662 | 517.7347 | 2191.4106 | 0 | 5.8971 | 0.0055673 | 0 | 2.1935 | 0 | 0 | 1884.4457 | 0 | 0 | 0 | 12626.9456 | 213 | 16 | Summer
2018-08-01 17:00 | 0 | 3425.9224 | 252.871 | 1459.0435 | 1153.7876 | 0 | 0.66021 | 1537.1147 | 307.5195 | 507.0102 | 2115.9246 | 0 | 6.8196 | 0.0056331 | 0 | 2.5366 | 0 | 0 | 1747.5589 | 0 | 0 | 0 | 12516.7743 | 213 | 17 | Summer
2018-08-01 18:00 | 0.021306 | 3319.9138 | 315.7623 | 1536.7091 | 1149.4846 | 0 | 0.37581 | 1179.365 | 282.785 | 488.5328 | 1915.5289 | 0 | 5.2188 | 0.0055938 | 0 | 1.9412 | 0 | 0 | 1730.8203 | 0 | 0 | 0 | 11926.4645 | 213 | 18 | Summer
2018-08-01 19:00 | 0.001475 | 3031.5092 | 412.9494 | 1468.6173 | 1111.2744 | 0 | 0.49519 | 1006.3063 | 262.2951 | 454.8267 | 1827.6098 | 0 | 2.8647 | 0.005571 | 0 | 1.0655 | 0 | 0 | 1758.6084 | 0 | 0 | 0 | 11338.4291 | 213 | 19 | Summer
2018-08-01 20:00 | 0.016389 | 2667.6013 | 545.833 | 1388.7037 | 1061.6099 | 0 | 0.69906 | 839.8452 | 386.9748 | 378.8936 | 1733.5553 | 0 | 2.2325 | 0.0061788 | 0 | 0.83042 | 0 | 0 | 1767.3906 | 0 | 0 | 0 | 10774.1918 | 213 | 20 | Summer
2018-08-01 21:00 | 0.017864 | 2389.466 | 605.0464 | 1321.3366 | 1014.895 | 0 | 0.92007 | 638.9449 | 379.5439 | 305.6109 | 1647.8363 | 0 | 1.6684 | 0.0061921 | 0 | 0.62058 | 0 | 0 | 1721.4169 | 0 | 0 | 0 | 10027.3301 | 213 | 21 | Summer
2018-08-01 22:00 | 0.043923 | 2122.8421 | 341.7923 | 1141.6266 | 910.9574 | 0 | 0.22422 | 559.545 | 326.9914 | 251.692 | 1591.1189 | 0 | 1.0877 | 0.0054603 | 0 | 0.40457 | 0 | 0 | 1666.9752 | 0 | 0 | 0 | 8915.3067 | 213 | 22 | Summer
2018-08-01 23:00 | 0.025239 | 1876.6829 | 129.7428 | 862.8108 | 872.0939 | 0 | 0.28694 | 497.9382 | 290.7229 | 218.0853 | 1553.4075 | 0 | 0.77344 | 0.0062436 | 0 | 0.28769 | 0 | 0 | 1626.8561 | 0 | 0 | 0 | 7929.72 | 213 | 23 | Summer
2018-08-02 | 0.018848 | 1700.8592 | 82.8963 | 638.9689 | 864.1271 | 0 | 0.26007 | 412.7625 | 271.9062 | 183.4639 | 1487.2011 | 0 | 0.42948 | 0.0061307 | 0 | 0.15975 | 0 | 0 | 1624.1509 | 0 | 0 | 0 | 7267.2105 | 214 | 0 | Spring
2018-08-02 01:00 | 0.015078 | 1551.6037 | 76.006 | 501.8614 | 858.5102 | 0 | 0.20548 | 367.2137 | 260.8345 | 164.3361 | 1453.888 | 0 | 0.27779 | 0.0060345 | 0 | 0.10333 | 0 | 0 | 1645.9002 | 0 | 0 | 0 | 6880.7615 | 214 | 1 | Spring
2018-08-02 02:00 | 0.38908 | 1392.2369 | 74.3718 | 444.0612 | 854.4195 | 0 | 0.30458 | 363.5332 | 257.5979 | 154.4808 | 1422.6558 | 0 | 0.13074 | 0.0059513 | 0 | 0.048628 | 0 | 0 | 1674.3029 | 0 | 0 | 0 | 6638.5389 | 214 | 2 | Spring
2018-08-02 03:00 | 0.67917 | 1260.9546 | 74.3718 | 435.2867 | 856.1534 | 0 | 0.41605 | 381.2249 | 258.3991 | 157.4039 | 1389.2025 | 0 | 0.17182 | 0.0066312 | 0 | 0.063911 | 0 | 0 | 1689.4932 | 0 | 0 | 0 | 6503.8276 | 214 | 3 | Spring
2018-08-02 04:00 | 1.3816 | 1128.2856 | 74.4871 | 501.1926 | 870.1387 | 0 | 0.62026 | 418.0043 | 268.1541 | 181.1696 | 1391.2812 | 0 | 0.094484 | 0.0066444 | 0 | 0.035144 | 0 | 0 | 1744.3482 | 0 | 0 | 0 | 6579.1995 | 214 | 4 | Spring
2018-08-02 05:00 | 1.7469 | 1025.6137 | 85.1112 | 714.2438 | 883.9039 | 0 | 0.89557 | 519.8644 | 296.7 | 223.4257 | 1450.3287 | 0 | 0.38427 | 0.0065181 | 0 | 0.14293 | 0 | 0 | 1810.5003 | 0 | 0 | 0 | 7012.8678 | 214 | 5 | Spring
2018-08-02 06:00 | 1.8025 | 996.4547 | 170.2194 | 1046.2593 | 904.2226 | 0 | 2.6796 | 639.1456 | 203.6179 | 350.8855 | 1757.9193 | 0 | 1.006 | 0.0058629 | 0 | 0.3742 | 0 | 0 | 1822.8128 | 0 | 0 | 0 | 7897.4053 | 214 | 6 | Spring
2018-08-02 07:00 | 1.789 | 1123.8075 | 232.9323 | 1207.3807 | 947.029 | 0 | 5.1236 | 881.0911 | 257.8262 | 403.5433 | 1989.6426 | 0 | 1.8864 | 0.0059355 | 0 | 0.70165 | 0 | 0 | 1919.199 | 0 | 0 | 0 | 8971.9582 | 214 | 7 | Spring
2018-08-02 08:00 | 0.77324 | 1344.8933 | 225.87 | 1200.8337 | 984.5392 | 0 | 2.4074 | 1187.787 | 344.4966 | 538.2256 | 2222.7887 | 0 | 2.0709 | 0.0059392 | 0 | 0.77028 | 0 | 0 | 2021.135 | 0 | 0 | 0 | 10076.597 | 214 | 8 | Spring
2018-08-02 09:00 | 0.89321 | 1645.2024 | 213.1312 | 1225.3269 | 1006.6558 | 0 | 1.4661 | 1469.4487 | 400.4657 | 599.6148 | 2423.8426 | 0 | 1.9165 | 0.0060118 | 0 | 0.71285 | 0 | 0 | 2093.5911 | 0 | 0 | 0 | 11082.274 | 214 | 9 | Spring
2018-08-02 10:00 | 0.6082 | 1970.2903 | 199.5533 | 1246.1565 | 1007.2784 | 0 | 0.88397 | 1706.1784 | 428.0538 | 638.5211 | 2576.1418 | 0 | 2.1491 | 0.0060854 | 0 | 0.79938 | 0 | 0 | 2065.0598 | 0 | 0 | 0 | 11841.6801 | 214 | 10 | Spring
2018-08-02 11:00 | 0.28222 | 2296.2866 | 183.752 | 1267.5674 | 1009.4465 | 0 | 0.60214 | 1904.9538 | 437.4138 | 651.2638 | 2615.0745 | 0 | 2.6609 | 0.0061517 | 0 | 0.98973 | 0 | 0 | 2105.2528 | 0 | 0 | 0 | 12475.5524 | 214 | 11 | Spring
2018-08-02 12:00 | 0.45119 | 2638.699 | 175.0045 | 1179.7661 | 1016.2141 | 0 | 0.45524 | 2039.1612 | 435.2254 | 640.5821 | 2587.6468 | 0 | 3.0179 | 0.0061003 | 0 | 1.1225 | 0 | 0 | 2103.9816 | 0 | 0 | 0 | 12821.3336 | 214 | 12 | Spring
2018-08-02 13:00 | 0.0022945 | 3017.4444 | 169.4022 | 1094.1785 | 988.1353 | 0 | 0.45584 | 2115.239 | 423.7787 | 628.4986 | 2510.159 | 0 | 3.02 | 0.0060964 | 0 | 1.1233 | 0 | 0 | 2080.1113 | 0 | 0 | 0 | 13031.5544 | 214 | 13 | Spring
2018-08-02 14:00 | 0.017864 | 3346.4129 | 170.9093 | 1076.7307 | 977.2793 | 0 | 0.43453 | 2121.0924 | 400.2939 | 609.5322 | 2384.172 | 0 | 3.3732 | 0.0061053 | 0 | 1.2547 | 0 | 0 | 2039.4771 | 0 | 0 | 0 | 13130.9862 | 214 | 14 | Spring
2018-08-02 15:00 | 0.02655 | 3630.6683 | 184.2326 | 1093.235 | 1012.9668 | 0 | 0.50645 | 2053.5172 | 369.5005 | 605.773 | 2266.9063 | 0 | 4.5268 | 0.0061915 | 0 | 1.6838 | 0 | 0 | 1975.4753 | 0 | 0 | 0 | 13199.0248 | 214 | 15 | Spring
2018-08-02 16:00 | 0 | 3810.1197 | 209.3796 | 1279.1295 | 1084.1662 | 0 | 0.52799 | 1931.1358 | 338.7656 | 521.0076 | 2184.0336 | 0 | 5.8456 | 0.0054542 | 0 | 2.1743 | 0 | 0 | 1875.4131 | 0 | 0 | 0 | 13241.704 | 214 | 16 | Spring
2018-08-02 17:00 | 0 | 3868.1578 | 254.57 | 1490.5206 | 1153.2196 | 0 | 0.60838 | 1736.5218 | 307.5204 | 509.5123 | 2118.4565 | 0 | 6.6972 | 0.0055442 | 0 | 2.4911 | 0 | 0 | 1722.5132 | 0 | 0 | 0 | 13170.7943 | 214 | 17 | Spring
2018-08-02 18:00 | 0.06441 | 3729.6912 | 313.1628 | 1497.9871 | 1148.4866 | 0 | 0.33604 | 1327.4782 | 282.7839 | 489.3582 | 1925.4346 | 0 | 5.154 | 0.0055775 | 0 | 1.9171 | 0 | 0 | 1715.1955 | 0 | 0 | 0 | 12437.0552 | 214 | 18 | Spring
2018-08-02 19:00 | 0.0236 | 3385.7233 | 412.6784 | 1439.967 | 1111.7362 | 0 | 0.4369 | 1136.2812 | 262.2751 | 456.47 | 1842.2009 | 0 | 2.8558 | 0.0055075 | 0 | 1.0622 | 0 | 0 | 1758.3186 | 0 | 0 | 0 | 11810.0348 | 214 | 19 | Spring
2018-08-02 20:00 | 0.013931 | 2985.3565 | 549.7755 | 1403.6266 | 1062.7554 | 0 | 0.73485 | 914.5282 | 387.0073 | 381.5236 | 1749.5825 | 0 | 2.2213 | 0.0062756 | 0 | 0.82622 | 0 | 0 | 1764.3176 | 0 | 0 | 0 | 11202.2758 | 214 | 20 | Spring
2018-08-02 21:00 | 0.02147 | 2629.7128 | 605.6237 | 1297.5277 | 1014.2306 | 0 | 1.1014 | 672.98 | 376.7887 | 305.4755 | 1661.3123 | 0 | 1.6601 | 0.0061848 | 0 | 0.61749 | 0 | 0 | 1720.0288 | 0 | 0 | 0 | 10287.0866 | 214 | 21 | Spring
2018-08-02 22:00 | 0.0070474 | 2308.8745 | 343.2951 | 1114.3647 | 910.6149 | 0 | 0.42894 | 587.2612 | 323.4504 | 250.9589 | 1598.3722 | 0 | 1.0859 | 0.0060933 | 0 | 0.40391 | 0 | 0 | 1671.608 | 0 | 0 | 0 | 9110.7318 | 214 | 22 | Spring
2018-08-02 23:00 | 0.076046 | 2043.2323 | 130.5365 | 852.5935 | 872.1575 | 0 | 0.27205 | 521.8204 | 289.0378 | 217.9456 | 1552.152 | 0 | 0.77937 | 0.0062632 | 0 | 0.2899 | 0 | 0 | 1645.8988 | 0 | 0 | 0 | 8126.7979 | 214 | 23 | Spring
2018-08-03 | 0.013767 | 1845.6891 | 83.0769 | 643.4473 | 864.1361 | 0 | 0.1662 | 431.5931 | 271.5083 | 183.6141 | 1481.7736 | 0 | 0.43177 | 0.0061066 | 0 | 0.1606 | 0 | 0 | 1633.7748 | 0 | 0 | 0 | 7439.3918 | 215 | 0 | Spring
2018-08-03 01:00 | 0.034909 | 1696.4372 | 76.0068 | 505.8648 | 858.3775 | 0 | 0.18716 | 383.7237 | 260.674 | 164.0561 | 1458.9024 | 0 | 0.27809 | 0.0059327 | 0 | 0.10344 | 0 | 0 | 1649.7119 | 0 | 0 | 0 | 7054.3637 | 215 | 1 | Spring
2018-08-03 02:00 | 0.40235 | 1546.0177 | 74.3718 | 446.4721 | 854.1644 | 0 | 0.29669 | 379.6323 | 257.5285 | 156.9262 | 1426.379 | 0 | 0.13206 | 0.0059359 | 0 | 0.04912 | 0 | 0 | 1695.0653 | 0 | 0 | 0 | 6837.4433 | 215 | 2 | Spring
2018-08-03 03:00 | 0.54724 | 1415.1051 | 74.3718 | 444.6579 | 856.5281 | 0 | 0.40542 | 399.9194 | 258.4011 | 157.7311 | 1392.336 | 0 | 0.17447 | 0.0066273 | 0 | 0.064895 | 0 | 0 | 1718.1307 | 0 | 0 | 0 | 6718.3799 | 215 | 3 | Spring
2018-08-03 04:00 | 1.4203 | 1277.03 | 74.493 | 494.6269 | 870.2058 | 0 | 0.79642 | 436.1396 | 268.2158 | 185.1835 | 1395.3162 | 0 | 0.096412 | 0.0079616 | 0 | 0.035861 | 0 | 0 | 1776.4727 | 0 | 0 | 0 | 6780.0404 | 215 | 4 | Spring
2018-08-03 05:00 | 1.3524 | 1166.2313 | 84.3948 | 689.3455 | 884.4984 | 0 | 1.0134 | 558.0361 | 296.8429 | 224.8246 | 1453.3729 | 0 | 0.39616 | 0.006581 | 0 | 0.14735 | 0 | 0 | 1866.4911 | 0 | 0 | 0 | 7226.9535 | 215 | 5 | Spring
2018-08-03 06:00 | 1.151 | 1125.83 | 166.9168 | 1044.9189 | 904.2783 | 0 | 2.7122 | 696.6709 | 206.1947 | 352.4573 | 1759.6966 | 0 | 1.0304 | 0.0059199 | 0 | 0.38327 | 0 | 0 | 1865.8825 | 0 | 0 | 0 | 8128.1288 | 215 | 6 | Spring
2018-08-03 07:00 | 1.3793 | 1241.9241 | 229.7212 | 1195.4899 | 946.247 | 0 | 6.0218 | 973.1567 | 258.055 | 404.7392 | 1992.2567 | 0 | 1.8694 | 0.00589 | 0 | 0.69535 | 0 | 0 | 1901.7452 | 0 | 0 | 0 | 9153.3067 | 215 | 7 | Spring
2018-08-03 08:00 | 0.65557 | 1505.8554 | 222.6497 | 1249.5928 | 983.6453 | 0 | 2.1567 | 1340.1651 | 344.796 | 538.2889 | 2228.2404 | 0 | 2.01 | 0.0058507 | 0 | 0.74765 | 0 | 0 | 1961.5273 | 0 | 0 | 0 | 10380.3367 | 215 | 8 | Spring
2018-08-03 09:00 | 0.78455 | 1828.4029 | 210.1863 | 1243.3205 | 1005.336 | 0 | 1.8919 | 1667.7557 | 400.6845 | 602.5028 | 2435.0128 | 0 | 1.8214 | 0.0058123 | 0 | 0.6775 | 0 | 0 | 1990.266 | 0 | 0 | 0 | 11388.6488 | 215 | 9 | Spring
2018-08-03 10:00 | 0.50954 | 2201.5021 | 195.8275 | 1245.3943 | 1006.2327 | 0 | 1.304 | 1932.2566 | 428.1673 | 638.7334 | 2596.2982 | 0 | 2.0748 | 0.0060098 | 0 | 0.77173 | 0 | 0 | 1993.4846 | 0 | 0 | 0 | 12242.5627 | 215 | 10 | Spring
2018-08-03 11:00 | 0.23895 | 2534.0459 | 180.6066 | 1228.0226 | 1008.9425 | 0 | 0.70382 | 2080.8394 | 437.4452 | 652.612 | 2646.0735 | 0 | 2.5576 | 0.0059528 | 0 | 0.95134 | 0 | 0 | 2023.2242 | 0 | 0 | 0 | 12796.2695 | 215 | 11 | Spring
2018-08-03 12:00 | 0.48184 | 2756.4953 | 172.7581 | 1186.0262 | 1015.6302 | 0 | 0.60581 | 2072.0193 | 435.2305 | 641.1898 | 2624.9418 | 0 | 2.9196 | 0.0059238 | 0 | 1.086 | 0 | 0 | 2035.5113 | 0 | 0 | 0 | 12944.9016 | 215 | 12 | Spring
2018-08-03 13:00 | 0.014586 | 2957.8158 | 166.9048 | 1126.3119 | 987.0512 | 0 | 0.65034 | 2064.1538 | 423.7805 | 627.6627 | 2548.2454 | 0 | 2.9524 | 0.0059298 | 0 | 1.0982 | 0 | 0 | 2033.7749 | 0 | 0 | 0 | 12940.4222 | 215 | 13 | Spring
2018-08-03 14:00 | 0.039662 | 3183.5495 | 170.0156 | 1059.3704 | 976.9001 | 0 | 0.69046 | 2038.1173 | 400.2922 | 610.3065 | 2417.9019 | 0 | 3.3276 | 0.005997 | 0 | 1.2377 | 0 | 0 | 2012.0267 | 0 | 0 | 0 | 12873.7818 | 215 | 14 | Spring
2018-08-03 15:00 | 0.045562 | 3416.382 | 184.1637 | 1107.3994 | 1013.27 | 0 | 0.97049 | 1964.4498 | 369.5001 | 605.4402 | 2291.9009 | 0 | 4.4753 | 0.0060507 | 0 | 1.6646 | 0 | 0 | 1952.8019 | 0 | 0 | 0 | 12912.47 | 215 | 15 | Spring
2018-08-03 16:00 | 0 | 3463.7107 | 209.8449 | 1285.3513 | 1084.9682 | 0 | 0.85176 | 1784.817 | 338.7655 | 520.7719 | 2196.5733 | 0 | 5.7847 | 0.0053927 | 0 | 2.1517 | 0 | 0 | 1855.739 | 0 | 0 | 0 | 12749.3351 | 215 | 16 | Spring
2018-08-03 17:00 | 0.03704 | 3403.5348 | 255.5477 | 1504.002 | 1155.4748 | 0 | 1.1358 | 1571.4765 | 307.5341 | 508.4468 | 2121.0771 | 0 | 6.6127 | 0.0054302 | 0 | 2.4596 | 0 | 0 | 1700.686 | 0 | 0 | 0 | 12538.0304 | 215 | 17 | Spring
2018-08-03 18:00 | 0.038842 | 3223.4346 | 315.224 | 1566.9464 | 1149.6775 | 0 | 0.52927 | 1199.4493 | 282.7983 | 489.8584 | 1918.4104 | 0 | 5.0926 | 0.0054651 | 0 | 1.8942 | 0 | 0 | 1694.9401 | 0 | 0 | 0 | 11848.2994 | 215 | 18 | Spring
2018-08-03 19:00 | 0.0067196 | 2924.1228 | 414.0585 | 1464.2218 | 1111.2806 | 0 | 0.72062 | 1021.5006 | 262.2704 | 458.2999 | 1827.9527 | 0 | 2.8558 | 0.0062195 | 0 | 1.0622 | 0 | 0 | 1758.3003 | 0 | 0 | 0 | 11246.6592 | 215 | 19 | Spring
2018-08-03 20:00 | 0.038187 | 2596.8049 | 549.9609 | 1389.0827 | 1062.043 | 0 | 1.0134 | 850.8291 | 389.0864 | 383.7844 | 1732.5348 | 0 | 2.2293 | 0.0061436 | 0 | 0.8292 | 0 | 0 | 1770.7445 | 0 | 0 | 0 | 10728.9869 | 215 | 20 | Spring
2018-08-03 21:00 | 0.027042 | 2334.1242 | 612.4764 | 1350.792 | 1015.605 | 0 | 1.2612 | 644.5041 | 376.7066 | 307.2159 | 1645.6322 | 0 | 1.6778 | 0.0062225 | 0 | 0.62406 | 0 | 0 | 1738.3416 | 0 | 0 | 0 | 10028.9944 | 215 | 21 | Spring
2018-08-03 22:00 | 0.0063918 | 2082.4768 | 345.8488 | 1169.1 | 910.9999 | 0 | 0.3056 | 571.1696 | 323.2668 | 252.7738 | 1589.6138 | 0 | 1.1023 | 0.0061998 | 0 | 0.41 | 0 | 0 | 1696.4758 | 0 | 0 | 0 | 8943.5557 | 215 | 22 | Spring
2018-08-03 23:00 | 0.0052445 | 1854.7471 | 130.4014 | 863.6412 | 872.173 | 0 | 0.1817 | 510.7741 | 288.7158 | 217.8956 | 1552.7008 | 0 | 0.78706 | 0.0062339 | 0 | 0.29276 | 0 | 0 | 1662.8557 | 0 | 0 | 0 | 7955.1777 | 215 | 23 | Spring
2018-08-04 | 0.037367 | 1683.25 | 83.2074 | 628.1933 | 864.0293 | 0 | 0.1669 | 423.2309 | 271.0542 | 186.3691 | 1488.2348 | 0 | 0.4328 | 0.006121 | 0 | 0.16098 | 0 | 0 | 1636.8948 | 0 | 0 | 0 | 7265.2679 | 216 | 0 | Summer
2018-08-04 01:00 | 0.042284 | 1554.3696 | 75.9183 | 501.0015 | 858.569 | 0 | 0.19675 | 419.6695 | 257.5727 | 158.1528 | 1554.5041 | 0 | 0.27883 | 0.0059665 | 0 | 0.10372 | 0 | 0 | 1654.4659 | 0 | 0 | 0 | 7034.8509 | 216 | 1 | Summer
2018-08-04 02:00 | 0.35532 | 1416.3707 | 74.1733 | 446.3875 | 854.675 | 0 | 0.28858 | 408.3423 | 252.563 | 159.2584 | 1528.6256 | 0 | 0.13214 | 0.0059648 | 0 | 0.049152 | 0 | 0 | 1691.3875 | 0 | 0 | 0 | 6832.6143 | 216 | 2 | Summer
2018-08-04 03:00 | 0.49364 | 1294.5163 | 74.1733 | 428.0844 | 856.5686 | 0 | 0.41133 | 411.2722 | 249.2908 | 169.499 | 1495.7777 | 0 | 0.17403 | 0.0066421 | 0 | 0.064733 | 0 | 0 | 1709.9137 | 0 | 0 | 0 | 6690.2464 | 216 | 3 | Summer
2018-08-04 04:00 | 1.3151 | 1175.3234 | 74.4638 | 435.3732 | 872.4492 | 0 | 0.62687 | 422.859 | 251.6406 | 184.3255 | 1449.2601 | 0 | 0.09667 | 0.0066812 | 0 | 0.035957 | 0 | 0 | 1772.1408 | 0 | 0 | 0 | 6639.9168 | 216 | 4 | Summer
2018-08-04 05:00 | 1.0509 | 1080.8854 | 80.6865 | 519.0279 | 891.574 | 0 | 0.77572 | 473.4823 | 257.4031 | 206.9964 | 1396.6768 | 0 | 0.39015 | 0.0065718 | 0 | 0.14512 | 0 | 0 | 1841.7623 | 0 | 0 | 0 | 6750.8633 | 216 | 5 | Summer
2018-08-04 06:00 | 0.95631 | 1039.0855 | 119.7171 | 715.1164 | 905.0111 | 0 | 2.595 | 544.1579 | 132.2439 | 256.2139 | 1505.3021 | 0 | 1.0241 | 0.0059121 | 0 | 0.38093 | 0 | 0 | 1854.7005 | 0 | 0 | 0 | 7076.5107 | 216 | 6 | Summer
2018-08-04 07:00 | 1.151 | 1130.2778 | 185.9112 | 948.1676 | 933.1598 | 0 | 6.8496 | 717.8082 | 145.2604 | 290.6138 | 1485.9612 | 0 | 1.9079 | 0.0059226 | 0 | 0.70968 | 0 | 0 | 1941.1166 | 0 | 0 | 0 | 7788.9007 | 216 | 7 | Summer
2018-08-04 08:00 | 0.74735 | 1325.3845 | 236.897 | 1227.9521 | 987.2586 | 0 | 4.3924 | 875.9264 | 190.2328 | 400.1301 | 1458.7875 | 0 | 2.0912 | 0.0061343 | 0 | 0.77782 | 0 | 0 | 2040.4337 | 0 | 0 | 0 | 8751.0176 | 216 | 8 | Summer
2018-08-04 09:00 | 0.81225 | 1601.6135 | 255.0346 | 1326.6818 | 1018.5813 | 0 | 3.5249 | 1125.7362 | 216.1134 | 453.1106 | 1470.1517 | 0 | 1.9399 | 0.0062799 | 0 | 0.72155 | 0 | 0 | 2119.5423 | 0 | 0 | 0 | 9593.5702 | 216 | 9 | Summer
2018-08-04 10:00 | 0.53298 | 1934.5135 | 251.059 | 1374.302 | 1021.8852 | 0 | 2.5966 | 1378.3783 | 229.4304 | 484.4094 | 1531.9523 | 0 | 2.1705 | 0.0055895 | 0 | 0.80733 | 0 | 0 | 2085.7883 | 0 | 0 | 0 | 10297.8315 | 216 | 10 | Summer
2018-08-04 11:00 | 0.2601 | 2248.1051 | 228.8903 | 1355.0348 | 1025.912 | 0 | 1.9902 | 1558.7288 | 236.1191 | 520.756 | 1572.4347 | 0 | 2.6801 | 0.0056488 | 0 | 0.99688 | 0 | 0 | 2120.2446 | 0 | 0 | 0 | 10872.1582 | 216 | 11 | Summer
2018-08-04 12:00 | 0.39187 | 2590.7202 | 217.5335 | 1423.0096 | 1034.9421 | 0 | 1.6935 | 1694.6895 | 237.7543 | 534.887 | 1596.6214 | 0 | 3.0031 | 0.0055693 | 0 | 1.117 | 0 | 0 | 2093.5293 | 0 | 0 | 0 | 11429.8978 | 216 | 12 | Summer
2018-08-04 13:00 | 0 | 2939.2674 | 213.1168 | 1289.2531 | 1007.3648 | 0 | 1.3173 | 1776.2949 | 237.1653 | 556.5517 | 1608.9231 | 0 | 2.9819 | 0.0055388 | 0 | 1.1091 | 0 | 0 | 2053.8809 | 0 | 0 | 0 | 11687.2319 | 216 | 13 | Summer
2018-08-04 14:00 | 0.062771 | 3215.2461 | 216.034 | 1229.4437 | 996.3879 | 0 | 1.2672 | 1773.3666 | 233.5585 | 552.431 | 1630.3994 | 0 | 3.2826 | 0.0054966 | 0 | 1.221 | 0 | 0 | 1984.72 | 0 | 0 | 0 | 11837.4262 | 216 | 14 | Summer
2018-08-04 15:00 | 0 | 3463.5874 | 225.3034 | 1260.4313 | 1034.6845 | 0 | 1.1167 | 1742.102 | 228.5869 | 546.9964 | 1677.8935 | 0 | 4.355 | 0.0054607 | 0 | 1.6199 | 0 | 0 | 1900.494 | 0 | 0 | 0 | 12087.1765 | 216 | 15 | Summer
2018-08-04 16:00 | 0 | 3622.9139 | 243.6334 | 1377.1039 | 1107.4395 | 0 | 1.0646 | 1696.4655 | 224.7818 | 466.906 | 1739.4038 | 0 | 5.642 | 0.0055256 | 0 | 2.0986 | 0 | 0 | 1810.0664 | 0 | 0 | 0 | 12297.525 | 216 | 16 | Summer
2018-08-04 17:00 | 0.013111 | 3682.8365 | 277.9484 | 1482.8281 | 1175.7355 | 0 | 1.3848 | 1585.6738 | 222.6411 | 451.6602 | 1799.5126 | 0 | 6.4811 | 0.0055852 | 0 | 2.4107 | 0 | 0 | 1666.9178 | 0 | 0 | 0 | 12356.0493 | 216 | 17 | Summer
2018-08-04 18:00 | 0 | 3621.1379 | 330.9172 | 1566.8307 | 1163.1581 | 0 | 0.53768 | 1315.5349 | 221.7134 | 427.0024 | 1703.4896 | 0 | 5.0363 | 0.0056666 | 0 | 1.8733 | 0 | 0 | 1676.0182 | 0 | 0 | 0 | 12033.2553 | 216 | 18 | Summer
2018-08-04 19:00 | 0 | 3302.8694 | 428.4985 | 1482.2259 | 1121.5523 | 0 | 0.74119 | 1108.2184 | 222.3058 | 392.1125 | 1691.7697 | 0 | 2.8124 | 0.0056832 | 0 | 1.0461 | 0 | 0 | 1731.7319 | 0 | 0 | 0 | 11485.8898 | 216 | 19 | Summer
2018-08-04 20:00 | 0.0032778 | 2873.8739 | 567.2076 | 1409.4271 | 1068.5292 | 0 | 1.0182 | 902.7983 | 365.5314 | 344.6917 | 1672.4666 | 0 | 2.2019 | 0.0056994 | 0 | 0.81903 | 0 | 0 | 1749.343 | 0 | 0 | 0 | 10957.917 | 216 | 20 | Summer
2018-08-04 21:00 | 0.0118 | 2535.8864 | 634.6331 | 1341.0678 | 1021.1538 | 0 | 1.5105 | 743.7847 | 357.8307 | 299.3956 | 1628.8623 | 0 | 1.6641 | 0.0056555 | 0 | 0.61896 | 0 | 0 | 1724.2746 | 0 | 0 | 0 | 10290.6998 | 216 | 21 | Summer
2018-08-04 22:00 | 0.0029501 | 2215.5103 | 375.322 | 1137.0203 | 914.7173 | 0 | 1.1185 | 625.9613 | 310.0988 | 241.1089 | 1574.5126 | 0 | 1.1035 | 0.005652 | 0 | 0.41047 | 0 | 0 | 1698.5666 | 0 | 0 | 0 | 9095.4594 | 216 | 22 | Summer
2018-08-04 23:00 | 0.072276 | 1948.5811 | 142.0454 | 878.2864 | 870.5615 | 0 | 0.23063 | 530.9086 | 277.2913 | 193.0584 | 1537.2268 | 0 | 0.79158 | 0.0064288 | 0 | 0.29444 | 0 | 0 | 1672.1895 | 0 | 0 | 0 | 8051.5443 | 216 | 23 | Summer
2018-08-05 | 0.06441 | 1747.3287 | 85.8612 | 641.6761 | 862.445 | 0 | 0.23824 | 457.7573 | 264.1304 | 167.5649 | 1543.9823 | 0 | 1.0865 | 0.0072858 | 0 | 0.40413 | 0 | 0 | 1251.0677 | 0 | 0 | 0 | 7023.6141 | 217 | 0 | Summer
2018-08-05 01:00 | 0.14193 | 1574.9772 | 76.4632 | 523.5195 | 856.7079 | 0 | 0.26622 | 385.2077 | 249.3002 | 157.9032 | 1433.9839 | 0 | 0.44509 | 0.007143 | 0 | 0.16556 | 0 | 0 | 1286.5692 | 0 | 0 | 0 | 6545.6578 | 217 | 1 | Summer
2018-08-05 02:00 | 0.65147 | 1402.6606 | 74.1733 | 446.5553 | 853.2933 | 0 | 0.38392 | 373.7336 | 244.8259 | 160.6922 | 1428.4635 | 0 | 0.38174 | 0.0086369 | 0 | 0.14199 | 0 | 0 | 1237.4113 | 0 | 0 | 0 | 6223.3768 | 217 | 2 | Summer
2018-08-05 03:00 | 0.92025 | 1265.395 | 74.1733 | 436.1659 | 855.6518 | 0 | 0.63686 | 362.7534 | 240.3942 | 171.805 | 1386.337 | 0 | 0.27906 | 0.0094077 | 0 | 0.1038 | 0 | 0 | 1220.6189 | 0 | 0 | 0 | 6015.2439 | 217 | 3 | Summer
2018-08-05 04:00 | 2.0252 | 1108.1599 | 74.46 | 437.5257 | 872.8924 | 0 | 0.90283 | 362.2856 | 245.2132 | 186.282 | 1354.223 | 0 | 0.054215 | 0.0092745 | 0 | 0.020166 | 0 | 0 | 1233.1105 | 0 | 0 | 0 | 5877.1641 | 217 | 4 | Summer
2018-08-05 05:00 | 2.6337 | 973.484 | 80.5445 | 510.5838 | 891.6936 | 0 | 1.5209 | 402.7533 | 254.5996 | 209.8363 | 1320.3145 | 0 | 0.16635 | 0.0092719 | 0 | 0.061874 | 0 | 0 | 1228.083 | 0 | 0 | 0 | 5876.2847 | 217 | 5 | Summer
2018-08-05 06:00 | 2.9712 | 917.9229 | 118.3711 | 709.7581 | 905.0267 | 0 | 3.7777 | 426.6132 | 127.0053 | 252.2955 | 1265.2896 | 0 | 0.33513 | 0.0085465 | 0 | 0.12465 | 0 | 0 | 1165.9163 | 0 | 0 | 0 | 5895.416 | 217 | 6 | Summer
2018-08-05 07:00 | 3.5751 | 1039.0043 | 184.9926 | 983.0075 | 933.4571 | 0 | 9.2268 | 551.9087 | 122.4289 | 279.8676 | 1235.7193 | 0 | 0.58366 | 0.0071283 | 0 | 0.2171 | 0 | 0 | 1149.3046 | 0 | 0 | 0 | 6493.3004 | 217 | 7 | Summer
2018-08-05 08:00 | 1.8013 | 1318.0885 | 234.9694 | 1213.6317 | 986.2662 | 0 | 5.3796 | 671.0077 | 141.5982 | 391.0846 | 1274.5439 | 0 | 1.0776 | 0.0070744 | 0 | 0.40081 | 0 | 0 | 1118.4429 | 0 | 0 | 0 | 7358.2993 | 217 | 8 | Summer
2018-08-05 09:00 | 1.4785 | 1691.2569 | 252.6133 | 1333.9589 | 1017.6791 | 0 | 3.7864 | 852.9908 | 161.0525 | 427.089 | 1292.3003 | 0 | 1.8555 | 0.0063602 | 0 | 0.69017 | 0 | 0 | 1088.71 | 0 | 0 | 0 | 8125.4677 | 217 | 9 | Summer
2018-08-05 10:00 | 0.50774 | 2064.6719 | 247.6291 | 1397.8503 | 1020.7926 | 0 | 2.9507 | 1034.078 | 179.0733 | 450.6101 | 1307.9755 | 0 | 2.4411 | 0.0064251 | 0 | 0.90799 | 0 | 0 | 1051.7471 | 0 | 0 | 0 | 8761.2418 | 217 | 10 | Summer
2018-08-05 11:00 | 0.35778 | 2396.6008 | 227.9238 | 1373.2907 | 1025.4924 | 0 | 2.3658 | 1188.8668 | 193.0188 | 479.8203 | 1336.1135 | 0 | 3.0826 | 0.0064784 | 0 | 1.1466 | 0 | 0 | 1049.9026 | 0 | 0 | 0 | 9277.9889 | 217 | 11 | Summer
2018-08-05 12:00 | 0.36204 | 2709.2111 | 218.1253 | 1411.2046 | 1034.9569 | 0 | 2.2164 | 1298.1882 | 201.1859 | 497.5484 | 1389.5217 | 0 | 3.8094 | 0.006553 | 0 | 1.417 | 0 | 0 | 1028.8946 | 0 | 0 | 0 | 9796.6481 | 217 | 12 | Summer
2018-08-05 13:00 | 0.038515 | 3032.5238 | 212.928 | 1314.6064 | 1007.3019 | 0 | 1.5281 | 1370.3128 | 204.7678 | 511.3603 | 1431.3216 | 0 | 3.8978 | 0.006666 | 0 | 1.4498 | 0 | 0 | 1025.023 | 0 | 0 | 0 | 10117.0665 | 217 | 13 | Summer
2018-08-05 14:00 | 0.06736 | 3322.3058 | 215.2499 | 1227.5505 | 996.4671 | 0 | 1.4305 | 1401.9003 | 202.6548 | 516.5223 | 1476.7756 | 0 | 3.9668 | 0.0067559 | 0 | 1.4755 | 0 | 0 | 1010.3007 | 0 | 0 | 0 | 10376.6739 | 217 | 14 | Summer
2018-08-05 15:00 | 0 | 3554.7785 | 223.2015 | 1250.7831 | 1034.3717 | 0 | 1.4011 | 1391.8317 | 195.0255 | 520.4384 | 1515.5957 | 0 | 4.1596 | 0.0068456 | 0 | 1.5472 | 0 | 0 | 992.0209 | 0 | 0 | 0 | 10685.1619 | 217 | 15 | Summer
2018-08-05 16:00 | 0 | 3759.0834 | 242.2781 | 1382.9327 | 1106.3931 | 0 | 1.3822 | 1364.2177 | 185.1339 | 442.0282 | 1543.615 | 0 | 4.4331 | 0.0059945 | 0 | 1.6489 | 0 | 0 | 937.1637 | 0 | 0 | 0 | 10970.3162 | 217 | 16 | Summer
2018-08-05 17:00 | 0 | 3807.1536 | 278.0828 | 1530.545 | 1175.9488 | 0 | 1.6731 | 1266.9531 | 174.3911 | 434.4678 | 1567.1445 | 0 | 3.8064 | 0.0060089 | 0 | 1.4158 | 0 | 0 | 863.4596 | 0 | 0 | 0 | 11105.0477 | 217 | 17 | Summer
2018-08-05 18:00 | 0 | 3625.0789 | 330.9216 | 1523.7246 | 1163.9736 | 0 | 0.72565 | 1016.2217 | 163.6487 | 414.1408 | 1577.983 | 0 | 4.5734 | 0.0061418 | 0 | 1.7011 | 0 | 0 | 884.8361 | 0 | 0 | 0 | 10707.5354 | 217 | 18 | Summer
2018-08-05 19:00 | 0.010981 | 3221.6188 | 432.1522 | 1460.9498 | 1123.2793 | 0 | 0.96534 | 862.4485 | 153.1754 | 379.9833 | 1554.2518 | 0 | 4.6916 | 0.0062141 | 0 | 1.7451 | 0 | 0 | 926.5054 | 0 | 0 | 0 | 10121.7837 | 217 | 19 | Summer
2018-08-05 20:00 | 0.062443 | 2737.1782 | 573.761 | 1387.8346 | 1069.8349 | 0 | 1.3708 | 701.7545 | 288.6057 | 337.0174 | 1519.4175 | 0 | 3.9867 | 0.0062156 | 0 | 1.4829 | 0 | 0 | 946.9241 | 0 | 0 | 0 | 9569.237 | 217 | 20 | Summer
2018-08-05 21:00 | 0.027042 | 2366.643 | 638.3001 | 1320.0804 | 1021.2751 | 0 | 2.0058 | 605.4928 | 292.6365 | 294.5283 | 1470.4934 | 0 | 3.3559 | 0.0062644 | 0 | 1.2482 | 0 | 0 | 958.6732 | 0 | 0 | 0 | 8974.766 | 217 | 21 | Summer
2018-08-05 22:00 | 0.063754 | 2048.3008 | 378.7594 | 1145.2195 | 914.9278 | 0 | 1.4761 | 548.6941 | 281.5891 | 239.6076 | 1418.4501 | 0 | 2.6281 | 0.0062944 | 0 | 0.97753 | 0 | 0 | 996.3247 | 0 | 0 | 0 | 7977.0249 | 217 | 22 | Summer
2018-08-05 23:00 | 0.63721 | 1778.4687 | 142.548 | 864.1735 | 870.6579 | 0 | 0.9342 | 498.2705 | 269.824 | 194.6602 | 1382.3069 | 0 | 1.827 | 0.0062353 | 0 | 0.67956 | 0 | 0 | 1078.1741 | 0 | 0 | 0 | 7083.1681 | 217 | 23 | Summer
2018-08-06 | 1.33 | 1579.5493 | 86.3769 | 643.307 | 862.5128 | 0 | 1.4612 | 438.445 | 256.914 | 166.6512 | 1411.705 | 0 | 1.002 | 0.0069438 | 0 | 0.37271 | 0 | 0 | 1153.8756 | 0 | 0 | 0 | 6603.5099 | 218 | 0 | Winter
2018-08-06 01:00 | 2.2443 | 1431.9484 | 76.5933 | 530.21 | 856.7732 | 0 | 1.1738 | 392.7407 | 260.674 | 164.1193 | 1458.9024 | 0 | 0.4124 | 0.0068017 | 0 | 0.1534 | 0 | 0 | 1193.5483 | 0 | 0 | 0 | 6369.5004 | 218 | 1 | Winter
2018-08-06 02:00 | 4.7317 | 1277.4887 | 74.3718 | 443.1889 | 853.3037 | 0 | 1.6825 | 394.1611 | 257.5285 | 155.2714 | 1426.379 | 0 | 0.35308 | 0.0066816 | 0 | 0.13133 | 0 | 0 | 1146.3869 | 0 | 0 | 0 | 6034.9852 | 218 | 2 | Winter
2018-08-06 03:00 | 8.5978 | 1146.819 | 74.3718 | 444.1058 | 855.6221 | 0 | 2.3285 | 408.7668 | 258.4011 | 156.1142 | 1392.336 | 0 | 0.25796 | 0.0074073 | 0 | 0.095949 | 0 | 0 | 1125.4455 | 0 | 0 | 0 | 5873.27 | 218 | 3 | Winter
2018-08-06 04:00 | 13.8144 | 1009.9825 | 74.5039 | 528.011 | 869.6538 | 0 | 3.695 | 439.5011 | 268.2158 | 180.5424 | 1395.3162 | 0 | 0.04956 | 0.0072891 | 0 | 0.018434 | 0 | 0 | 1134.4635 | 0 | 0 | 0 | 5917.775 | 218 | 4 | Winter
2018-08-06 05:00 | 19.5928 | 911.2073 | 85.22 | 728.2186 | 883.3311 | 0 | 7.2335 | 557.9855 | 296.8429 | 222.6653 | 1453.3729 | 0 | 0.15242 | 0.0073381 | 0 | 0.056693 | 0 | 0 | 1126.3737 | 0 | 0 | 0 | 6292.26 | 218 | 5 | Winter
2018-08-06 06:00 | 21.6508 | 883.6348 | 168.3386 | 1055.2257 | 904.2779 | 0 | 9.6918 | 683.2882 | 208.6529 | 349.9806 | 1759.6966 | 0 | 0.31196 | 0.0065064 | 0 | 0.11604 | 0 | 0 | 1084.8175 | 0 | 0 | 0 | 7129.69 | 218 | 6 | Winter
2018-08-06 07:00 | 17.3299 | 1000.0308 | 227.77 | 1206.3271 | 946.0417 | 0 | 17.6897 | 915.7837 | 258.055 | 402.1504 | 1992.2567 | 0 | 0.53763 | 0.0065457 | 0 | 0.19998 | 0 | 0 | 1058.5348 | 0 | 0 | 0 | 8042.7139 | 218 | 7 | Winter
2018-08-06 08:00 | 7.9142 | 1201.9178 | 221.1043 | 1169.513 | 983.5253 | 0 | 6.4154 | 1191.1604 | 344.796 | 532.5623 | 2228.2404 | 0 | 1.018 | 0.0066827 | 0 | 0.37864 | 0 | 0 | 1056.585 | 0 | 0 | 0 | 8945.1373 | 218 | 8 | Winter
2018-08-06 09:00 | 4.233 | 1438.6987 | 208.0615 | 1231.1726 | 1005.223 | 0 | 3.164 | 1432.4305 | 400.6845 | 596.4448 | 2435.0128 | 0 | 1.7717 | 0.0066516 | 0 | 0.65901 | 0 | 0 | 1039.4199 | 0 | 0 | 0 | 9796.9827 | 218 | 9 | Winter
2018-08-06 10:00 | 1.6625 | 1687.2085 | 193.1345 | 1242.6026 | 1005.4698 | 0 | 2.0775 | 1649.3358 | 428.1673 | 635.0995 | 2596.2982 | 0 | 2.3719 | 0.0066827 | 0 | 0.88226 | 0 | 0 | 1021.8687 | 0 | 0 | 0 | 10466.1857 | 218 | 10 | Winter
2018-08-06 11:00 | 0.55264 | 1948.103 | 179.2056 | 1204.5746 | 1007.614 | 0 | 1.5071 | 1796.5908 | 437.4452 | 649.1425 | 2646.0735 | 0 | 3.0076 | 0.006715 | 0 | 1.1187 | 0 | 0 | 1024.4497 | 0 | 0 | 0 | 10899.3916 | 218 | 11 | Winter
2018-08-06 12:00 | 0.59952 | 2239.1382 | 173.6442 | 1201.7671 | 1015.6285 | 0 | 0.94116 | 1890.5323 | 435.2305 | 638.5255 | 2624.9418 | 0 | 3.7866 | 0.0067069 | 0 | 1.4085 | 0 | 0 | 1022.687 | 0 | 0 | 0 | 11248.8376 | 218 | 12 | Winter
2018-08-06 13:00 | 0.0027862 | 2568.8742 | 167.3074 | 1118.6316 | 986.8964 | 0 | 0.8271 | 1940.7462 | 423.7805 | 624.3215 | 2548.2454 | 0 | 3.9172 | 0.0067141 | 0 | 1.457 | 0 | 0 | 1030.0633 | 0 | 0 | 0 | 11415.0773 | 218 | 13 | Winter
2018-08-06 14:00 | 0.074899 | 2846.7075 | 170.8973 | 1072.9027 | 977.3713 | 0 | 0.81336 | 1933.0686 | 400.2922 | 607.7558 | 2417.9019 | 0 | 4.0162 | 0.0066613 | 0 | 1.4939 | 0 | 0 | 1022.8774 | 0 | 0 | 0 | 11456.1796 | 218 | 14 | Winter
2018-08-06 15:00 | 0.062115 | 3137.4639 | 183.6304 | 1103.8238 | 1012.8987 | 0 | 1.119 | 1880.3548 | 369.5001 | 601.6397 | 2291.9009 | 0 | 4.2427 | 0.0066843 | 0 | 1.5781 | 0 | 0 | 1011.8804 | 0 | 0 | 0 | 11600.1014 | 218 | 15 | Winter
2018-08-06 16:00 | 0 | 3396.2667 | 211.1667 | 1290.747 | 1085.4507 | 0 | 1.0923 | 1776.4388 | 338.7655 | 518.27 | 2196.5733 | 0 | 4.5967 | 0.0066337 | 0 | 1.7098 | 0 | 0 | 971.8143 | 0 | 0 | 0 | 11792.8984 | 218 | 16 | Winter
2018-08-06 17:00 | 0 | 3449.5256 | 256.7946 | 1437.131 | 1155.7002 | 0 | 1.1219 | 1588.2695 | 307.5341 | 506.5189 | 2121.0771 | 0 | 4.0383 | 0.0058543 | 0 | 1.5021 | 0 | 0 | 916.1405 | 0 | 0 | 0 | 11745.3595 | 218 | 17 | Winter
2018-08-06 18:00 | 0.061296 | 3350.3426 | 313.977 | 1478.0488 | 1149.5278 | 0 | 0.51581 | 1243.5605 | 282.7983 | 487.7041 | 1918.4104 | 0 | 4.7363 | 0.0058357 | 0 | 1.7617 | 0 | 0 | 916.2668 | 0 | 0 | 0 | 11147.7171 | 218 | 18 | Winter
2018-08-06 19:00 | 0.014095 | 3007.7917 | 411.8597 | 1472.7511 | 1111.3857 | 0 | 0.76063 | 1047.3771 | 263.1202 | 452.9016 | 1827.9527 | 0 | 4.8005 | 0.0066524 | 0 | 1.7856 | 0 | 0 | 947.9658 | 0 | 0 | 0 | 10550.4731 | 218 | 19 | Winter
2018-08-06 20:00 | 0.010981 | 2539.1612 | 546.9362 | 1385.8382 | 1062.0157 | 0 | 1.2588 | 826.6051 | 392.7347 | 375.8371 | 1732.5348 | 0 | 4.0129 | 0.0065449 | 0 | 1.4926 | 0 | 0 | 953.1564 | 0 | 0 | 0 | 9821.6012 | 218 | 20 | Winter
2018-08-06 21:00 | 0.03917 | 2197.9722 | 600.6759 | 1345.4036 | 1014.1611 | 0 | 2.0263 | 618.238 | 376.7066 | 302.1515 | 1645.6322 | 0 | 3.298 | 0.0065389 | 0 | 1.2267 | 0 | 0 | 942.2494 | 0 | 0 | 0 | 9049.7873 | 218 | 21 | Winter
2018-08-06 22:00 | 0.16488 | 1903.2325 | 339.8078 | 1154.6481 | 910.7324 | 0 | 1.0511 | 539.9677 | 323.2668 | 249.183 | 1589.6138 | 0 | 2.5504 | 0.0065161 | 0 | 0.94866 | 0 | 0 | 966.8539 | 0 | 0 | 0 | 7982.0277 | 218 | 22 | Winter
2018-08-06 23:00 | 0.55445 | 1637.5272 | 129.6884 | 876.2582 | 872.1554 | 0 | 1.8181 | 482.0141 | 288.7158 | 215.5223 | 1552.7008 | 0 | 1.7677 | 0.006322 | 0 | 0.6575 | 0 | 0 | 1043.0943 | 0 | 0 | 0 | 7102.4804 | 218 | 23 | Winter
2018-08-07 | 2.0444 | 1441.2827 | 83.0625 | 633.6677 | 864.1185 | 0 | 2.4788 | 399.0318 | 271.0542 | 181.2047 | 1488.2348 | 0 | 0.38234 | 0.0053489 | 0 | 0.14221 | 0 | 0 | 1445.1696 | 0 | 0 | 0 | 6811.8794 | 219 | 0 | Spring
2018-08-07 01:00 | 3.8133 | 1279.8303 | 75.9231 | 513.8034 | 858.503 | 0 | 1.9385 | 354.7134 | 260.674 | 161.6229 | 1458.9024 | 0 | 0.24868 | 0.0059909 | 0 | 0.092499 | 0 | 0 | 1475.8544 | 0 | 0 | 0 | 6445.9257 | 219 | 1 | Spring
2018-08-07 02:00 | 7.8807 | 1133.3167 | 74.3718 | 455.247 | 854.489 | 0 | 2.5675 | 352.2113 | 257.5285 | 153.6303 | 1426.379 | 0 | 0.11845 | 0.0059339 | 0 | 0.04406 | 0 | 0 | 1517.8651 | 0 | 0 | 0 | 6235.6554 | 219 | 2 | Spring
2018-08-07 03:00 | 13.1507 | 1015.7554 | 74.3718 | 443.5561 | 856.2848 | 0 | 3.3546 | 371.5484 | 258.4011 | 155.651 | 1392.336 | 0 | 0.15742 | 0.0059737 | 0 | 0.058553 | 0 | 0 | 1550.8413 | 0 | 0 | 0 | 6135.4731 | 219 | 3 | Spring
2018-08-07 04:00 | 17.894 | 896.2323 | 74.4728 | 508.9781 | 869.9289 | 0 | 4.769 | 407.2062 | 268.2158 | 180.73 | 1395.3162 | 0 | 0.088726 | 0.0059822 | 0 | 0.033003 | 0 | 0 | 1628.9759 | 0 | 0 | 0 | 6252.8469 | 219 | 4 | Spring
2018-08-07 05:00 | 22.3819 | 815.836 | 85.1017 | 700.3397 | 883.6847 | 0 | 8.1099 | 517.6212 | 296.8429 | 222.6024 | 1453.3729 | 0 | 0.36194 | 0.0059465 | 0 | 0.13463 | 0 | 0 | 1704.8809 | 0 | 0 | 0 | 6711.2768 | 219 | 5 | Spring
2018-08-07 06:00 | 26.4907 | 786.8271 | 167.949 | 1042.0157 | 904.2472 | 0 | 11.2591 | 642.1653 | 208.6529 | 349.0423 | 1759.6966 | 0 | 0.95703 | 0.0059049 | 0 | 0.35598 | 0 | 0 | 1733.2627 | 0 | 0 | 0 | 7632.9274 | 219 | 6 | Spring
2018-08-07 07:00 | 23.112 | 910.9497 | 230.7979 | 1206.3914 | 946.9446 | 0 | 19.3186 | 890.2574 | 258.055 | 402.5173 | 1992.2567 | 0 | 1.7746 | 0.0058853 | 0 | 0.66007 | 0 | 0 | 1805.0646 | 0 | 0 | 0 | 8688.1057 | 219 | 7 | Spring
2018-08-07 08:00 | 10.8659 | 1194.2523 | 221.6441 | 1204.2002 | 983.5513 | 0 | 5.7042 | 1233.9138 | 344.796 | 533.0327 | 2228.2404 | 0 | 1.962 | 0.0058572 | 0 | 0.72977 | 0 | 0 | 1914.5399 | 0 | 0 | 0 | 9877.4382 | 219 | 8 | Spring
2018-08-07 09:00 | 5.0865 | 1562.7427 | 208.7141 | 1226.9775 | 1005.2939 | 0 | 2.593 | 1551.2802 | 400.6845 | 596.2552 | 2435.0128 | 0 | 1.8316 | 0.0058153 | 0 | 0.68129 | 0 | 0 | 2001.0074 | 0 | 0 | 0 | 10998.1665 | 219 | 9 | Spring
2018-08-07 10:00 | 1.7061 | 1897.7959 | 195.593 | 1224.941 | 1006.2804 | 0 | 1.3656 | 1779.8008 | 428.1673 | 637.7515 | 2596.2982 | 0 | 2.1001 | 0.0059022 | 0 | 0.78116 | 0 | 0 | 2018.2502 | 0 | 0 | 0 | 11790.8371 | 219 | 10 | Spring
2018-08-07 11:00 | 0.52577 | 2224.9029 | 181.5099 | 1205.618 | 1008.781 | 0 | 0.93954 | 1941.3285 | 437.4452 | 648.5784 | 2646.0735 | 0 | 2.595 | 0.0058126 | 0 | 0.96522 | 0 | 0 | 2052.7366 | 0 | 0 | 0 | 12352.0053 | 219 | 11 | Spring
2018-08-07 12:00 | 0.82618 | 2579.2689 | 175.5711 | 1208.4989 | 1016.1218 | 0 | 0.79626 | 2032.5281 | 435.2305 | 640.099 | 2624.9418 | 0 | 2.9853 | 0.0057706 | 0 | 1.1104 | 0 | 0 | 2080.9314 | 0 | 0 | 0 | 12798.9155 | 219 | 12 | Spring
2018-08-07 13:00 | 0.050151 | 2901.7518 | 170.2633 | 1073.9032 | 988.035 | 0 | 0.80419 | 2068.5303 | 423.7805 | 626.394 | 2548.2454 | 0 | 3.0475 | 0.005846 | 0 | 1.1336 | 0 | 0 | 2099.1258 | 0 | 0 | 0 | 12905.0706 | 219 | 13 | Spring
2018-08-07 14:00 | 0.045562 | 3204.4285 | 172.496 | 1074.2572 | 977.577 | 0 | 0.77758 | 2076.0071 | 400.2922 | 607.291 | 2417.9019 | 0 | 3.4812 | 0.0059898 | 0 | 1.2949 | 0 | 0 | 2104.7476 | 0 | 0 | 0 | 13040.6037 | 219 | 14 | Spring
2018-08-07 15:00 | 0.057198 | 3498.9083 | 184.7449 | 1097.1653 | 1013.075 | 0 | 0.90828 | 2020.3822 | 369.5001 | 604.1089 | 2291.9009 | 0 | 4.6668 | 0.0058401 | 0 | 1.7359 | 0 | 0 | 2036.4358 | 0 | 0 | 0 | 13123.5955 | 219 | 15 | Spring
2018-08-07 16:00 | 0 | 3715.108 | 209.36 | 1299.8638 | 1083.8976 | 0 | 0.9443 | 1894.9474 | 338.7655 | 519.3889 | 2196.5733 | 0 | 6.135 | 0.0059509 | 0 | 2.282 | 0 | 0 | 1968.1099 | 0 | 0 | 0 | 13235.3815 | 219 | 16 | Spring
2018-08-07 17:00 | 0 | 3815.5739 | 253.8224 | 1502.0013 | 1153.6555 | 0 | 1.108 | 1730.52 | 307.5341 | 507.6307 | 2121.0771 | 0 | 7.1148 | 0.0059787 | 0 | 2.6464 | 0 | 0 | 1829.8709 | 0 | 0 | 0 | 13232.5611 | 219 | 17 | Spring
2018-08-07 18:00 | 0 | 3684.1555 | 313.8254 | 1547.0884 | 1148.6909 | 0 | 0.41753 | 1344.2571 | 282.7983 | 488.9764 | 1918.4104 | 0 | 5.383 | 0.0059906 | 0 | 2.0022 | 0 | 0 | 1791.4615 | 0 | 0 | 0 | 12527.4727 | 219 | 18 | Spring
2018-08-07 19:00 | 0.035401 | 3313.38 | 412.7524 | 1460.6619 | 1111.1444 | 0 | 0.56799 | 1134.4696 | 263.6614 | 455.0752 | 1827.9527 | 0 | 2.8992 | 0.0059347 | 0 | 1.0784 | 0 | 0 | 1785.0862 | 0 | 0 | 0 | 11768.7707 | 219 | 19 | Spring
2018-08-07 20:00 | 0.054576 | 2844.1636 | 551.6717 | 1423.7144 | 1062.5995 | 0 | 0.87927 | 911.3616 | 393.016 | 378.6583 | 1732.5348 | 0 | 2.2078 | 0.0058483 | 0 | 0.8212 | 0 | 0 | 1753.7024 | 0 | 0 | 0 | 11055.3909 | 219 | 20 | Spring
2018-08-07 21:00 | 0.014586 | 2494.8256 | 610.4562 | 1329.3697 | 1015.6451 | 0 | 1.3158 | 691.1285 | 376.7066 | 305.2248 | 1645.6322 | 0 | 1.6257 | 0.0058669 | 0 | 0.60468 | 0 | 0 | 1684.4915 | 0 | 0 | 0 | 10157.0468 | 219 | 21 | Spring
2018-08-07 22:00 | 0.061623 | 2205.2367 | 342.1466 | 1162.4104 | 910.8731 | 0 | 0.74405 | 610.6774 | 323.2668 | 250.2266 | 1589.6138 | 0 | 1.0332 | 0.0057776 | 0 | 0.38429 | 0 | 0 | 1590.2793 | 0 | 0 | 0 | 8986.9594 | 219 | 22 | Spring
2018-08-07 23:00 | 0.38908 | 1925.5343 | 130.684 | 849.5086 | 872.1018 | 0 | 1.0603 | 537.559 | 288.7158 | 215.7815 | 1552.7008 | 0 | 0.73143 | 0.0057762 | 0 | 0.27206 | 0 | 0 | 1545.2115 | 0 | 0 | 0 | 7920.256 | 219 | 23 | Spring
2018-08-08 | 1.1774 | 1688.8623 | 83.3596 | 655.0104 | 863.9256 | 0 | 1.8502 | 444.538 | 271.0542 | 181.9577 | 1488.2348 | 0 | 0.39713 | 0.0057728 | 0 | 0.14772 | 0 | 0 | 1500.525 | 0 | 0 | 0 | 7181.0458 | 220 | 0 | Spring
2018-08-08 01:00 | 2.2865 | 1533.6163 | 75.9758 | 518.0405 | 858.2589 | 0 | 1.7786 | 400.3858 | 260.9403 | 162.8395 | 1458.3492 | 0 | 0.25515 | 0.0055765 | 0 | 0.094904 | 0 | 0 | 1513.2177 | 0 | 0 | 0 | 6786.0449 | 220 | 1 | Spring
2018-08-08 02:00 | 4.3256 | 1391.3063 | 74.3718 | 456.7153 | 854.5574 | 0 | 2.2966 | 399.6663 | 257.6641 | 154.2395 | 1428.0943 | 0 | 0.12112 | 0.0056208 | 0 | 0.04505 | 0 | 0 | 1553.2039 | 0 | 0 | 0 | 6576.6129 | 220 | 2 | Spring
2018-08-08 03:00 | 7.6888 | 1279.4416 | 74.3718 | 451.7294 | 856.0597 | 0 | 2.9716 | 418.8922 | 258.3432 | 156.1803 | 1396.0442 | 0 | 0.16148 | 0.0056849 | 0 | 0.060062 | 0 | 0 | 1591.0069 | 0 | 0 | 0 | 6492.9569 | 220 | 3 | Spring
2018-08-08 04:00 | 13.6715 | 1140.4468 | 74.4991 | 506.5935 | 869.6258 | 0 | 4.7649 | 449.1964 | 267.9967 | 182.5968 | 1398.9961 | 0 | 0.089423 | 0.0063627 | 0 | 0.033262 | 0 | 0 | 1654.4822 | 0 | 0 | 0 | 6562.9989 | 220 | 4 | Spring
2018-08-08 05:00 | 19.522 | 1026.8073 | 85.1843 | 712.0555 | 883.7172 | 0 | 8.6681 | 563.8109 | 296.2533 | 224.5158 | 1458.3413 | 0 | 0.3669 | 0.0063396 | 0 | 0.13647 | 0 | 0 | 1729.8488 | 0 | 0 | 0 | 7009.2341 | 220 | 5 | Spring
2018-08-08 06:00 | 22.5995 | 976.8278 | 168.1142 | 1028.6515 | 904.2157 | 0 | 11.4957 | 688.3114 | 206.9989 | 350.345 | 1765.0205 | 0 | 0.96677 | 0.0057181 | 0 | 0.3596 | 0 | 0 | 1750.9495 | 0 | 0 | 0 | 7874.8619 | 220 | 6 | Spring
2018-08-08 07:00 | 16.5465 | 1133.8968 | 228.3636 | 1206.3625 | 946.1178 | 0 | 17.0238 | 964.4986 | 254.76 | 403.001 | 1996.305 | 0 | 1.8074 | 0.0057529 | 0 | 0.67227 | 0 | 0 | 1838.3345 | 0 | 0 | 0 | 9007.6957 | 220 | 7 | Spring
2018-08-08 08:00 | 6.7478 | 1422.9539 | 221.9939 | 1213.5222 | 983.8821 | 0 | 4.5506 | 1299.9745 | 341.2662 | 534.9989 | 2230.7672 | 0 | 2.0066 | 0.0059227 | 0 | 0.74637 | 0 | 0 | 1958.3247 | 0 | 0 | 0 | 10221.7408 | 220 | 8 | Spring
2018-08-08 09:00 | 2.8583 | 1795.035 | 207.406 | 1203.0184 | 1005.4629 | 0 | 2.1126 | 1598.0198 | 399.4352 | 598.5866 | 2435.6326 | 0 | 1.8723 | 0.005989 | 0 | 0.69643 | 0 | 0 | 2045.38 | 0 | 0 | 0 | 11295.5221 | 220 | 9 | Spring
2018-08-08 10:00 | 0.87502 | 2161.2026 | 196.4648 | 1205.3348 | 1006.2317 | 0 | 1.221 | 1843.1878 | 427.9004 | 637.7793 | 2595.568 | 0 | 2.1459 | 0.0061151 | 0 | 0.7982 | 0 | 0 | 2061.9116 | 0 | 0 | 0 | 12140.6272 | 220 | 10 | Spring
2018-08-08 11:00 | 0.42399 | 2418.4265 | 182.5361 | 1199.2818 | 1009.005 | 0 | 0.90778 | 1992.0295 | 437.4018 | 650.8588 | 2643.1699 | 0 | 2.6857 | 0.0062011 | 0 | 0.99897 | 0 | 0 | 2124.5867 | 0 | 0 | 0 | 12662.3187 | 220 | 11 | Spring
2018-08-08 12:00 | 0.7167 | 2685.8557 | 173.1746 | 1151.5993 | 1015.3668 | 0 | 0.8176 | 2046.041 | 435.2214 | 639.3415 | 2621.3719 | 0 | 3.0868 | 0.0062313 | 0 | 1.1482 | 0 | 0 | 2151.9605 | 0 | 0 | 0 | 12925.7082 | 220 | 12 | Spring
2018-08-08 13:00 | 0.0018028 | 3016.7106 | 167.5117 | 1066.175 | 987.0854 | 0 | 0.841 | 2097.2877 | 423.7751 | 626.0297 | 2544.7995 | 0 | 3.1468 | 0.0062861 | 0 | 1.1705 | 0 | 0 | 2167.3113 | 0 | 0 | 0 | 13101.8523 | 220 | 13 | Spring
2018-08-08 14:00 | 0.0091779 | 3359.4727 | 168.647 | 1053.6859 | 976.3073 | 0 | 0.72591 | 2124.8189 | 400.2933 | 609.0923 | 2413.6314 | 0 | 3.5494 | 0.0064258 | 0 | 1.3202 | 0 | 0 | 2146.036 | 0 | 0 | 0 | 13257.5958 | 220 | 14 | Spring
2018-08-08 15:00 | 0.07244 | 3607.7018 | 182.917 | 1114.7676 | 1012.3214 | 0 | 0.90976 | 2062.4057 | 369.5003 | 604.179 | 2285.2708 | 0 | 4.7439 | 0.0065167 | 0 | 1.7645 | 0 | 0 | 2070.1282 | 0 | 0 | 0 | 13316.689 | 220 | 15 | Spring
2018-08-08 16:00 | 0 | 3858.2444 | 208.786 | 1255.1557 | 1083.6691 | 0 | 0.9163 | 1965.9562 | 338.7662 | 519.9771 | 2191.4106 | 0 | 6.1216 | 0.0058297 | 0 | 2.277 | 0 | 0 | 1963.8316 | 0 | 0 | 0 | 13395.1175 | 220 | 16 | Spring
2018-08-08 17:00 | 0.017373 | 3987.9503 | 253.4237 | 1444.8477 | 1153.1052 | 0 | 1.009 | 1806.1492 | 307.5195 | 507.8458 | 2115.9246 | 0 | 6.9304 | 0.005854 | 0 | 2.5778 | 0 | 0 | 1782.35 | 0 | 0 | 0 | 13369.6563 | 220 | 17 | Spring
2018-08-08 18:00 | 0 | 3792.7602 | 313.3097 | 1510.4982 | 1147.0704 | 0 | 0.40274 | 1374.2116 | 282.785 | 489.8203 | 1915.5289 | 0 | 5.2539 | 0.0058681 | 0 | 1.9542 | 0 | 0 | 1748.4577 | 0 | 0 | 0 | 12582.0588 | 220 | 18 | Spring
2018-08-08 19:00 | 0.0042612 | 3382.8048 | 412.5199 | 1496.9184 | 1110.4458 | 0 | 0.58006 | 1144.0964 | 264.226 | 455.7377 | 1827.6098 | 0 | 2.9273 | 0.0057997 | 0 | 1.0888 | 0 | 0 | 1802.6212 | 0 | 0 | 0 | 11901.5862 | 220 | 19 | Spring
2018-08-08 20:00 | 0.0019667 | 2910.988 | 547.6535 | 1402.889 | 1060.8487 | 0 | 0.87172 | 916.7989 | 394.388 | 379.8379 | 1733.5553 | 0 | 2.2686 | 0.005693 | 0 | 0.84383 | 0 | 0 | 1802.1752 | 0 | 0 | 0 | 11153.1262 | 220 | 20 | Spring
2018-08-08 21:00 | 0.046218 | 2562.8781 | 604.1507 | 1360.0492 | 1014.0132 | 0 | 0.9903 | 690.9513 | 379.5439 | 304.7002 | 1647.8363 | 0 | 1.6852 | 0.0057069 | 0 | 0.62684 | 0 | 0 | 1746.1765 | 0 | 0 | 0 | 10313.6537 | 220 | 21 | Spring
2018-08-08 22:00 | 0.019831 | 2248.9824 | 337.3293 | 1144.1341 | 910.4313 | 0 | 0.3265 | 605.3605 | 326.9914 | 250.489 | 1591.1189 | 0 | 1.098 | 0.0057206 | 0 | 0.40843 | 0 | 0 | 1690.0323 | 0 | 0 | 0 | 9106.7279 | 220 | 22 | Spring
2018-08-08 23:00 | 0.097843 | 1968.396 | 129.114 | 868.4035 | 872.1976 | 0 | 0.51133 | 536.7082 | 290.7229 | 215.7596 | 1553.4075 | 0 | 0.78266 | 0.0057177 | 0 | 0.29112 | 0 | 0 | 1653.7355 | 0 | 0 | 0 | 8090.1334 | 220 | 23 | Spring
2018-08-09 | 0.083421 | 1796.0045 | 82.907 | 637.4826 | 864.0759 | 0 | 0.72566 | 452.2917 | 271.9062 | 182.2671 | 1487.2011 | 0 | 0.43307 | 0.0063208 | 0 | 0.16108 | 0 | 0 | 1636.1947 | 0 | 0 | 0 | 7411.7403 | 221 | 0 | Spring
2018-08-09 01:00 | 0.39809 | 1634.5125 | 75.9281 | 510.7638 | 858.2631 | 0 | 0.69621 | 402.1456 | 260.8345 | 162.2236 | 1453.888 | 0 | 0.28118 | 0.0062474 | 0 | 0.10459 | 0 | 0 | 1667.6164 | 0 | 0 | 0 | 7027.6619 | 221 | 1 | Spring
2018-08-09 02:00 | 2.0388 | 1464.8173 | 74.3718 | 438.3076 | 854.2709 | 0 | 1.2243 | 398.3361 | 257.5979 | 154.833 | 1422.6558 | 0 | 0.13229 | 0.0061527 | 0 | 0.049207 | 0 | 0 | 1697.1504 | 0 | 0 | 0 | 6765.7914 | 221 | 2 | Spring
2018-08-09 03:00 | 4.0011 | 1330.5479 | 74.3718 | 443.1876 | 856.17 | 0 | 1.6975 | 415.3342 | 258.3991 | 156.3169 | 1389.2025 | 0 | 0.17396 | 0.0060255 | 0 | 0.064706 | 0 | 0 | 1709.2233 | 0 | 0 | 0 | 6638.6965 | 221 | 3 | Spring
2018-08-09 04:00 | 7.6646 | 1208.7365 | 74.4995 | 508.6929 | 870.0506 | 0 | 2.6338 | 450.3163 | 268.1541 | 183.7568 | 1391.2812 | 0 | 0.095918 | 0.0067453 | 0 | 0.035678 | 0 | 0 | 1773.3704 | 0 | 0 | 0 | 6739.2951 | 221 | 4 | Spring
2018-08-09 05:00 | 11.881 | 1104.7105 | 84.8552 | 720.3764 | 883.9972 | 0 | 6.1575 | 569.8918 | 296.7 | 223.7556 | 1450.3287 | 0 | 0.39459 | 0.0067311 | 0 | 0.14677 | 0 | 0 | 1861.2074 | 0 | 0 | 0 | 7214.4093 | 221 | 5 | Spring
2018-08-09 06:00 | 14.441 | 1063.8841 | 168.8869 | 1017.5478 | 904.2721 | 0 | 9.0886 | 693.0156 | 209.5606 | 349.521 | 1757.9193 | 0 | 1.0304 | 0.0059226 | 0 | 0.38325 | 0 | 0 | 1866.2363 | 0 | 0 | 0 | 8055.7927 | 221 | 6 | Spring
2018-08-09 07:00 | 10.9049 | 1237.1893 | 231.1594 | 1182.39 | 946.5184 | 0 | 12.5343 | 977.7102 | 257.8262 | 404.435 | 1989.6426 | 0 | 1.8984 | 0.0059006 | 0 | 0.70611 | 0 | 0 | 1931.0715 | 0 | 0 | 0 | 9183.9922 | 221 | 7 | Spring
2018-08-09 08:00 | 3.5289 | 1539.301 | 225.1079 | 1235.2793 | 983.9211 | 0 | 3.1904 | 1311.5231 | 344.4966 | 535.1957 | 2222.7887 | 0 | 2.0481 | 0.0058591 | 0 | 0.76183 | 0 | 0 | 1998.6997 | 0 | 0 | 0 | 10405.8484 | 221 | 8 | Spring
2018-08-09 09:00 | 1.4119 | 1934.1446 | 210.8843 | 1229.4542 | 1005.6268 | 0 | 1.9943 | 1631.8696 | 400.4657 | 600.0372 | 2423.8426 | 0 | 1.8757 | 0.0058599 | 0 | 0.69769 | 0 | 0 | 2049.5201 | 0 | 0 | 0 | 11491.8305 | 221 | 9 | Spring
2018-08-09 10:00 | 0.59427 | 2363.0755 | 198.3159 | 1225.141 | 1006.8141 | 0 | 1.0089 | 1915.8564 | 428.0538 | 638.8447 | 2576.1418 | 0 | 2.12 | 0.0059048 | 0 | 0.78857 | 0 | 0 | 2037.4829 | 0 | 0 | 0 | 12394.2437 | 221 | 10 | Spring
2018-08-09 11:00 | 0.27681 | 2748.2715 | 182.4854 | 1239.5118 | 1009.1195 | 0 | 0.70402 | 2101.2178 | 437.4138 | 653.1731 | 2615.0745 | 0 | 2.6441 | 0.0059573 | 0 | 0.98348 | 0 | 0 | 2091.9104 | 0 | 0 | 0 | 13082.7921 | 221 | 11 | Spring
2018-08-09 12:00 | 0.56657 | 3101.5956 | 173.4483 | 1218.6038 | 1015.5542 | 0 | 0.5904 | 2190.7112 | 435.2254 | 641.0247 | 2587.6468 | 0 | 3.0435 | 0.0059583 | 0 | 1.1321 | 0 | 0 | 2122.129 | 0 | 0 | 0 | 13491.2776 | 221 | 12 | Spring
2018-08-09 13:00 | 0.00098335 | 3408.3581 | 167.8175 | 1115.3167 | 987.0481 | 0 | 0.60997 | 2231.3492 | 423.7787 | 627.8415 | 2510.159 | 0 | 3.0906 | 0.0060229 | 0 | 1.1496 | 0 | 0 | 2128.5819 | 0 | 0 | 0 | 13605.1079 | 221 | 13 | Spring
2018-08-09 14:00 | 0.0011472 | 3637.8427 | 168.7434 | 1041.8301 | 976.5327 | 0 | 0.94967 | 2188.3569 | 400.2939 | 609.2421 | 2384.172 | 0 | 3.4595 | 0.0060462 | 0 | 1.2868 | 0 | 0 | 2091.6223 | 0 | 0 | 0 | 13504.3392 | 221 | 14 | Spring
2018-08-09 15:00 | 0.04212 | 3830.0841 | 182.4874 | 1098.0023 | 1012.5154 | 0 | 1.7733 | 2097.2941 | 369.5005 | 604.2703 | 2266.9063 | 0 | 4.5948 | 0.006116 | 0 | 1.7091 | 0 | 0 | 2004.8886 | 0 | 0 | 0 | 13474.0744 | 221 | 15 | Spring
2018-08-09 16:00 | 0 | 3970.3983 | 209.2652 | 1274.1092 | 1084.2364 | 0 | 1.9889 | 1969.4173 | 338.7656 | 521.0163 | 2184.0336 | 0 | 5.8996 | 0.0061972 | 0 | 2.1944 | 0 | 0 | 1892.6133 | 0 | 0 | 0 | 13453.9442 | 221 | 16 | Spring
2018-08-09 17:00 | 0.012128 | 4037.6515 | 254.218 | 1497.1305 | 1154.1803 | 0 | 2.3361 | 1796.8522 | 307.5204 | 508.4707 | 2118.4565 | 0 | 6.6778 | 0.0053995 | 0 | 2.4839 | 0 | 0 | 1717.3747 | 0 | 0 | 0 | 13403.37 | 221 | 17 | Spring
2018-08-09 18:00 | 0 | 3895.2412 | 314.6297 | 1538.8318 | 1148.9191 | 0 | 0.65013 | 1397.4728 | 282.7839 | 489.8829 | 1925.4346 | 0 | 5.023 | 0.0054168 | 0 | 1.8684 | 0 | 0 | 1671.543 | 0 | 0 | 0 | 12672.286 | 221 | 18 | Spring
2018-08-09 19:00 | 0.049987 | 3483.894 | 412.6275 | 1478.6539 | 1111.5779 | 0 | 0.86926 | 1155.5208 | 267.8076 | 456.439 | 1842.2009 | 0 | 2.7219 | 0.0053685 | 0 | 1.0124 | 0 | 0 | 1675.9096 | 0 | 0 | 0 | 11889.2903 | 221 | 19 | Spring
2018-08-09 20:00 | 0 | 3033.5734 | 546.9869 | 1399.4826 | 1062.2625 | 0 | 1.0312 | 934.3765 | 395.2805 | 381.2975 | 1749.5825 | 0 | 2.0919 | 0.0053049 | 0 | 0.77811 | 0 | 0 | 1661.8211 | 0 | 0 | 0 | 11168.5701 | 221 | 20 | Spring
2018-08-09 21:00 | 0 | 2702.1706 | 603.4367 | 1351.6427 | 1014.7384 | 0 | 0.88477 | 713.5004 | 376.7887 | 305.5578 | 1661.3123 | 0 | 1.5478 | 0.0052826 | 0 | 0.57573 | 0 | 0 | 1603.96 | 0 | 0 | 0 | 10336.1213 | 221 | 21 | Spring
2018-08-09 22:00 | 0.13423 | 2380.3653 | 342.9849 | 1159.0944 | 910.9612 | 0 | 0.20293 | 619.2286 | 323.4504 | 251.5519 | 1598.3722 | 0 | 1.0114 | 0.0054168 | 0 | 0.37621 | 0 | 0 | 1556.9396 | 0 | 0 | 0 | 9144.6787 | 221 | 22 | Spring
2018-08-09 23:00 | 0.068671 | 2087.0782 | 130.8519 | 855.0013 | 872.0351 | 0 | 0.26687 | 541.1352 | 289.0378 | 217.1434 | 1552.152 | 0 | 0.72567 | 0.0054196 | 0 | 0.26992 | 0 | 0 | 1532.6886 | 0 | 0 | 0 | 8078.4601 | 221 | 23 | Spring
2018-08-10 | 0.052609 | 1854.3757 | 82.9903 | 626.9682 | 864.0082 | 0 | 0.31503 | 455.8915 | 271.5083 | 183.7974 | 1481.7736 | 0 | 0.39914 | 0.0060225 | 0 | 0.14847 | 0 | 0 | 1508.6247 | 0 | 0 | 0 | 7330.8592 | 222 | 0 | Summer
2018-08-10 01:00 | 0.098827 | 1694.7107 | 75.9353 | 502.0204 | 858.4888 | 0 | 0.36945 | 415.8029 | 260.674 | 163.4278 | 1458.9024 | 0 | 0.25996 | 0.0059802 | 0 | 0.096693 | 0 | 0 | 1541.1486 | 0 | 0 | 0 | 6971.9418 | 222 | 1 | Summer
2018-08-10 02:00 | 0.7957 | 1528.058 | 74.3718 | 443.064 | 854.4454 | 0 | 0.54992 | 411.2151 | 257.5285 | 153.7134 | 1426.379 | 0 | 0.1235 | 0.0059369 | 0 | 0.045936 | 0 | 0 | 1586.0136 | 0 | 0 | 0 | 6736.3098 | 222 | 2 | Summer
2018-08-10 03:00 | 1.1366 | 1396.5864 | 74.3718 | 444.3038 | 856.6972 | 0 | 0.81936 | 424.9789 | 258.4011 | 156.7627 | 1392.336 | 0 | 0.16388 | 0.0059153 | 0 | 0.060957 | 0 | 0 | 1612.3733 | 0 | 0 | 0 | 6618.9979 | 222 | 3 | Summer
2018-08-10 04:00 | 2.5182 | 1250.6738 | 74.5026 | 520.5953 | 869.7492 | 0 | 1.8159 | 462.3153 | 268.2158 | 182.166 | 1395.3162 | 0 | 0.091279 | 0.0066517 | 0 | 0.033952 | 0 | 0 | 1682.7135 | 0 | 0 | 0 | 6710.7136 | 222 | 4 | Summer
2018-08-10 05:00 | 3.4011 | 1121.0784 | 85.2504 | 725.4275 | 883.7372 | 0 | 2.9223 | 557.4157 | 296.8429 | 224.0183 | 1453.3729 | 0 | 0.37432 | 0.006576 | 0 | 0.13923 | 0 | 0 | 1764.3499 | 0 | 0 | 0 | 7118.3367 | 222 | 5 | Summer
2018-08-10 06:00 | 3.8441 | 1027.0928 | 167.7344 | 1031.4266 | 904.2904 | 0 | 4.7624 | 667.9652 | 225.7275 | 349.5396 | 1759.6966 | 0 | 0.97867 | 0.0059058 | 0 | 0.36403 | 0 | 0 | 1772.168 | 0 | 0 | 0 | 7915.5962 | 222 | 6 | Summer
2018-08-10 07:00 | 3.5274 | 1119.6243 | 228.3931 | 1183.9773 | 945.8699 | 0 | 8.3378 | 912.7204 | 258.055 | 402.9881 | 1992.2567 | 0 | 1.7941 | 0.0058755 | 0 | 0.66734 | 0 | 0 | 1825.2853 | 0 | 0 | 0 | 8883.5025 | 222 | 7 | Summer
2018-08-10 08:00 | 1.6306 | 1321.8018 | 223.7924 | 1172.3153 | 983.7666 | 0 | 2.8488 | 1217.9478 | 344.796 | 534.1402 | 2228.2404 | 0 | 1.9448 | 0.0057752 | 0 | 0.72337 | 0 | 0 | 1897.8336 | 0 | 0 | 0 | 9931.7873 | 222 | 8 | Summer
2018-08-10 09:00 | 1.1091 | 1607.5189 | 209.3026 | 1220.1095 | 1005.1362 | 0 | 3.232 | 1480.9899 | 400.6845 | 600.331 | 2435.0128 | 0 | 1.7825 | 0.0057299 | 0 | 0.66302 | 0 | 0 | 1947.1249 | 0 | 0 | 0 | 10913.0027 | 222 | 9 | Summer
2018-08-10 10:00 | 0.57362 | 1944.5132 | 198.3727 | 1218.6297 | 1006.436 | 0 | 2.0694 | 1723.7271 | 428.1673 | 636.0145 | 2596.2982 | 0 | 2.0179 | 0.0057732 | 0 | 0.75056 | 0 | 0 | 1939.1148 | 0 | 0 | 0 | 11696.6907 | 222 | 10 | Summer
2018-08-10 11:00 | 0.39367 | 2287.461 | 183.3498 | 1212.1808 | 1008.9259 | 0 | 1.6127 | 1905.12 | 437.4452 | 650.391 | 2646.0735 | 0 | 2.4973 | 0.0058588 | 0 | 0.92889 | 0 | 0 | 1975.3405 | 0 | 0 | 0 | 12311.7261 | 222 | 11 | Summer
2018-08-10 12:00 | 0.61296 | 2622.9014 | 175.9106 | 1186.9297 | 1016.2044 | 0 | 1.3348 | 2011.8531 | 435.2305 | 639.5601 | 2624.9418 | 0 | 2.8752 | 0.0058443 | 0 | 1.0694 | 0 | 0 | 2004.3528 | 0 | 0 | 0 | 12723.7826 | 222 | 12 | Summer
2018-08-10 13:00 | 0.050315 | 2978.393 | 170.5113 | 1089.688 | 987.8912 | 0 | 1.081 | 2074.9774 | 423.7805 | 627.4729 | 2548.2454 | 0 | 2.93 | 0.0059563 | 0 | 1.0898 | 0 | 0 | 2018.3904 | 0 | 0 | 0 | 12924.5072 | 222 | 13 | Summer
2018-08-10 14:00 | 0.00098335 | 3317.3379 | 171.6027 | 1045.9722 | 977.2887 | 0 | 0.91881 | 2082.4839 | 400.2922 | 610.098 | 2417.9019 | 0 | 3.2998 | 0.0059948 | 0 | 1.2274 | 0 | 0 | 1995.0125 | 0 | 0 | 0 | 13023.4428 | 222 | 14 | Summer
2018-08-10 15:00 | 0.056215 | 3635.3759 | 184.4758 | 1087.5122 | 1012.9979 | 0 | 1.2192 | 2039.3804 | 369.5001 | 605.545 | 2291.9009 | 0 | 4.4403 | 0.0060481 | 0 | 1.6516 | 0 | 0 | 1937.7627 | 0 | 0 | 0 | 13171.8245 | 222 | 15 | Summer
2018-08-10 16:00 | 0 | 3891.477 | 210.5857 | 1262.8674 | 1084.7214 | 0 | 1.4314 | 1938.1739 | 338.7655 | 521.7702 | 2196.5733 | 0 | 5.764 | 0.0053522 | 0 | 2.144 | 0 | 0 | 1849.1343 | 0 | 0 | 0 | 13303.4133 | 222 | 16 | Summer
2018-08-10 17:00 | 0 | 3961.4697 | 254.0206 | 1488.091 | 1153.5114 | 0 | 1.6658 | 1739.8152 | 307.5341 | 509.4271 | 2121.0771 | 0 | 6.5996 | 0.0053582 | 0 | 2.4548 | 0 | 0 | 1697.4205 | 0 | 0 | 0 | 13243.0922 | 222 | 17 | Summer
2018-08-10 18:00 | 0 | 3785.8074 | 314.9829 | 1528.625 | 1148.7628 | 0 | 0.57885 | 1341.9621 | 282.7983 | 490.8639 | 1918.4104 | 0 | 5.004 | 0.0053629 | 0 | 1.8613 | 0 | 0 | 1665.2322 | 0 | 0 | 0 | 12484.8944 | 222 | 18 | Summer
2018-08-10 19:00 | 0 | 3406.5541 | 412.9699 | 1450.1142 | 1110.6639 | 0 | 0.77202 | 1126.8191 | 276.5235 | 458.7356 | 1827.9527 | 0 | 2.751 | 0.0054008 | 0 | 1.0233 | 0 | 0 | 1693.8304 | 0 | 0 | 0 | 11768.7151 | 222 | 19 | Summer
2018-08-10 20:00 | 0.050151 | 2952.8335 | 547.6422 | 1396.0676 | 1061.2732 | 0 | 1.1061 | 907.9682 | 395.2542 | 382.7209 | 1732.5348 | 0 | 2.1145 | 0.005376 | 0 | 0.78652 | 0 | 0 | 1679.9586 | 0 | 0 | 0 | 11060.3158 | 222 | 20 | Summer
2018-08-10 21:00 | 0.049659 | 2582.1079 | 602.8846 | 1334.0018 | 1014.0063 | 0 | 0.9099 | 675.9889 | 376.7066 | 307.8696 | 1645.6322 | 0 | 1.5648 | 0.0055193 | 0 | 0.58206 | 0 | 0 | 1621.695 | 0 | 0 | 0 | 10164.0049 | 222 | 21 | Summer
2018-08-10 22:00 | 0.016881 | 2274.3994 | 339.887 | 1162.8713 | 910.74 | 0 | 0.20093 | 584.4152 | 323.2668 | 252.7496 | 1589.6138 | 0 | 1.013 | 0.0055072 | 0 | 0.37681 | 0 | 0 | 1559.7219 | 0 | 0 | 0 | 8999.2781 | 222 | 22 | Summer
2018-08-10 23:00 | 0.024256 | 1997.4062 | 129.9625 | 862.5357 | 872.2453 | 0 | 0.28899 | 509.303 | 288.7158 | 218.0431 | 1552.7008 | 0 | 0.72413 | 0.0055134 | 0 | 0.26935 | 0 | 0 | 1529.5428 | 0 | 0 | 0 | 7961.7673 | 222 | 23 | Summer
2018-08-11 | 0.037859 | 1779.5158 | 83.2659 | 628.2356 | 864.0815 | 0 | 0.33951 | 419.4563 | 271.0542 | 184.9734 | 1488.2348 | 0 | 0.41333 | 0.0061034 | 0 | 0.15374 | 0 | 0 | 1562.9061 | 0 | 0 | 0 | 7282.6741 | 223 | 0 | Summer
2018-08-11 01:00 | 0.14931 | 1625.8097 | 75.9842 | 495.0836 | 858.428 | 0 | 0.38206 | 418.7661 | 257.5727 | 157.0134 | 1554.5041 | 0 | 0.26883 | 0.0059607 | 0 | 0.099996 | 0 | 0 | 1594.7384 | 0 | 0 | 0 | 7038.8063 | 223 | 1 | Summer
2018-08-11 02:00 | 0.71965 | 1471.663 | 74.1733 | 448.7131 | 854.4358 | 0 | 0.56643 | 399.152 | 252.563 | 158.451 | 1528.6256 | 0 | 0.1274 | 0.0059771 | 0 | 0.047387 | 0 | 0 | 1630.039 | 0 | 0 | 0 | 6819.2825 | 223 | 2 | Summer
2018-08-11 03:00 | 1.0256 | 1337.4972 | 74.1733 | 435.1083 | 856.3587 | 0 | 0.81772 | 403.9702 | 249.2908 | 170.6226 | 1495.7777 | 0 | 0.16707 | 0.0059109 | 0 | 0.062142 | 0 | 0 | 1644.8578 | 0 | 0 | 0 | 6669.7352 | 223 | 3 | Summer
2018-08-11 04:00 | 2.4636 | 1196.0296 | 74.453 | 432.6126 | 872.3514 | 0 | 1.131 | 416.0912 | 251.6406 | 181.8923 | 1449.2601 | 0 | 0.092459 | 0.0066177 | 0 | 0.034391 | 0 | 0 | 1709.3691 | 0 | 0 | 0 | 6587.428 | 223 | 4 | Summer
2018-08-11 05:00 | 2.9025 | 1075.1754 | 80.7696 | 500.0088 | 891.2899 | 0 | 1.8294 | 459.9997 | 257.4031 | 206.9867 | 1396.6768 | 0 | 0.37722 | 0.0065459 | 0 | 0.14031 | 0 | 0 | 1779.317 | 0 | 0 | 0 | 6652.8832 | 223 | 5 | Summer
2018-08-11 06:00 | 3.1282 | 973.1456 | 118.806 | 676.7183 | 904.9807 | 0 | 3.8452 | 506.2254 | 163.9363 | 252.8707 | 1505.3021 | 0 | 0.97982 | 0.0057524 | 0 | 0.36445 | 0 | 0 | 1774.0089 | 0 | 0 | 0 | 6884.3174 | 223 | 6 | Summer
2018-08-11 07:00 | 4.4272 | 1057.259 | 186.274 | 966.4543 | 933.5286 | 0 | 8.251 | 679.7789 | 145.2604 | 287.9211 | 1485.9612 | 0 | 1.7873 | 0.0057391 | 0 | 0.66478 | 0 | 0 | 1818.0397 | 0 | 0 | 0 | 7575.6131 | 223 | 7 | Summer
2018-08-11 08:00 | 2.8781 | 1282.5146 | 234.9337 | 1203.3534 | 986.6706 | 0 | 5.2292 | 863.7369 | 190.2328 | 399.4 | 1458.7875 | 0 | 1.9634 | 0.0055867 | 0 | 0.73029 | 0 | 0 | 1915.9985 | 0 | 0 | 0 | 8546.4347 | 223 | 8 | Summer
2018-08-11 09:00 | 2.2951 | 1619.1156 | 251.8997 | 1361.0648 | 1017.4997 | 0 | 4.0469 | 1122.4477 | 216.1134 | 449.9818 | 1470.1517 | 0 | 1.7966 | 0.0056235 | 0 | 0.66827 | 0 | 0 | 1962.8696 | 0 | 0 | 0 | 9479.9564 | 223 | 9 | Summer
2018-08-11 10:00 | 1.0922 | 2007.0323 | 246.2584 | 1358.5146 | 1020.6695 | 0 | 3.0319 | 1391.3487 | 229.4304 | 484.0955 | 1531.9523 | 0 | 2.0059 | 0.0055766 | 0 | 0.7461 | 0 | 0 | 1928.0049 | 0 | 0 | 0 | 10204.1883 | 223 | 10 | Summer
2018-08-11 11:00 | 0.67474 | 2383.4679 | 228.4642 | 1358.7893 | 1025.4101 | 0 | 2.5782 | 1600.0468 | 236.1191 | 518.8395 | 1572.4347 | 0 | 2.4306 | 0.0055737 | 0 | 0.90409 | 0 | 0 | 1923.0467 | 0 | 0 | 0 | 10853.2115 | 223 | 11 | Summer
2018-08-11 12:00 | 0.69556 | 2745.1404 | 216.7379 | 1372.4383 | 1033.7436 | 0 | 2.4071 | 1738.7686 | 237.7543 | 534.9218 | 1596.6214 | 0 | 2.7759 | 0.005565 | 0 | 1.0325 | 0 | 0 | 1935.2889 | 0 | 0 | 0 | 11418.3321 | 223 | 12 | Summer
2018-08-11 13:00 | 0.031795 | 3033.6927 | 211.1406 | 1306.7989 | 1006.1307 | 0 | 1.9811 | 1787.1977 | 237.1653 | 551.6911 | 1608.9231 | 0 | 2.7836 | 0.0055777 | 0 | 1.0354 | 0 | 0 | 1917.248 | 0 | 0 | 0 | 11665.8256 | 223 | 13 | Summer
2018-08-11 14:00 | 0.010981 | 3273.6144 | 214.4493 | 1247.873 | 995.4252 | 0 | 2.1251 | 1779.4467 | 233.5585 | 554.4178 | 1630.3994 | 0 | 3.1397 | 0.0055552 | 0 | 1.1679 | 0 | 0 | 1898.3148 | 0 | 0 | 0 | 11833.9484 | 223 | 14 | Summer
2018-08-11 15:00 | 0 | 3506.5145 | 221.9867 | 1268.8505 | 1032.6084 | 0 | 2.1478 | 1769.0274 | 228.5869 | 546.0495 | 1677.8935 | 0 | 4.2011 | 0.0055853 | 0 | 1.5626 | 0 | 0 | 1833.2481 | 0 | 0 | 0 | 12092.6827 | 223 | 15 | Summer
2018-08-11 16:00 | 0 | 3672.9805 | 241.6034 | 1402.7936 | 1105.4221 | 0 | 2.208 | 1746.3545 | 224.7818 | 464.6781 | 1739.4038 | 0 | 5.48 | 0.005642 | 0 | 2.0383 | 0 | 0 | 1757.9122 | 0 | 0 | 0 | 12365.6619 | 223 | 16 | Summer
2018-08-11 17:00 | 0.0011472 | 3681.971 | 276.2982 | 1548.8052 | 1173.3407 | 0 | 2.7777 | 1613.7628 | 222.6411 | 451.5122 | 1799.5126 | 0 | 6.3107 | 0.0049089 | 0 | 2.3473 | 0 | 0 | 1623.0197 | 0 | 0 | 0 | 12402.3054 | 223 | 17 | Summer
2018-08-11 18:00 | 0 | 3505.5762 | 328.7724 | 1577.5755 | 1161.9814 | 0 | 0.69373 | 1317.3125 | 221.7134 | 427.1612 | 1703.4896 | 0 | 4.6873 | 0.0049651 | 0 | 1.7435 | 0 | 0 | 1559.955 | 0 | 0 | 0 | 11810.6665 | 223 | 18 | Summer
2018-08-11 19:00 | 0.014095 | 3187.996 | 428.2805 | 1464.2028 | 1121.2018 | 0 | 0.9965 | 1130.5377 | 239.5143 | 390.8266 | 1691.7697 | 0 | 2.5649 | 0.005038 | 0 | 0.95402 | 0 | 0 | 1579.3604 | 0 | 0 | 0 | 11238.2242 | 223 | 19 | Summer
2018-08-11 20:00 | 0.099155 | 2806.0299 | 570.5208 | 1398.8105 | 1068.5676 | 0 | 1.343 | 934.9928 | 368.2836 | 343.8536 | 1672.4666 | 0 | 1.9926 | 0.0051103 | 0 | 0.74115 | 0 | 0 | 1582.6579 | 0 | 0 | 0 | 10750.3644 | 223 | 20 | Summer
2018-08-11 21:00 | 0.44415 | 2499.2954 | 636.7543 | 1350.9287 | 1020.7265 | 0 | 1.4314 | 775.083 | 357.8307 | 299.0611 | 1628.8623 | 0 | 1.4809 | 0.0050811 | 0 | 0.55085 | 0 | 0 | 1535.0773 | 0 | 0 | 0 | 10107.5319 | 223 | 21 | Summer
2018-08-11 22:00 | 0.49118 | 2211.4868 | 382.688 | 1113.0684 | 914.9928 | 0 | 0.61022 | 658.1427 | 310.0988 | 239.594 | 1574.5126 | 0 | 0.96882 | 0.0050657 | 0 | 0.36036 | 0 | 0 | 1490.9448 | 0 | 0 | 0 | 8897.9647 | 223 | 22 | Summer
2018-08-11 23:00 | 1.161 | 1961.02 | 143.2791 | 863.6179 | 870.5646 | 0 | 0.8321 | 572.1853 | 277.2913 | 194.6662 | 1537.2268 | 0 | 0.68567 | 0.005019 | 0 | 0.25504 | 0 | 0 | 1448.8119 | 0 | 0 | 0 | 7871.602 | 223 | 23 | Summer
2018-08-12 | 2.2166 | 1775.7997 | 86.0286 | 637.8196 | 862.5021 | 0 | 1.0858 | 493.3971 | 264.1304 | 166.3795 | 1543.9823 | 0 | 0.95662 | 0.0064167 | 0 | 0.35582 | 0 | 0 | 1101.6869 | 0 | 0 | 0 | 6936.3475 | 224 | 0 | Summer
2018-08-12 01:00 | 3.2982 | 1647.1715 | 76.4331 | 503.0845 | 856.9225 | 0 | 0.86122 | 420.6574 | 249.3002 | 158.2551 | 1433.9839 | 0 | 0.39758 | 0.0076359 | 0 | 0.14788 | 0 | 0 | 1149.4399 | 0 | 0 | 0 | 6499.9605 | 224 | 1 | Summer
2018-08-12 02:00 | 5.8965 | 1519.2688 | 74.1733 | 448.5652 | 853.3237 | 0 | 1.2226 | 419.1813 | 244.8259 | 160.5812 | 1428.4635 | 0 | 0.34037 | 0.0074771 | 0 | 0.1266 | 0 | 0 | 1104.976 | 0 | 0 | 0 | 6260.9526 | 224 | 2 | Summer
2018-08-12 03:00 | 7.7899 | 1408.9697 | 74.1733 | 437.2795 | 855.6159 | 0 | 1.6065 | 408.0704 | 240.3942 | 173.5593 | 1386.337 | 0 | 0.25069 | 0.0082863 | 0 | 0.093247 | 0 | 0 | 1095.0492 | 0 | 0 | 0 | 6089.1971 | 224 | 3 | Summer
2018-08-12 04:00 | 11.2117 | 1282.2631 | 74.4576 | 444.3415 | 872.3396 | 0 | 1.948 | 406.7963 | 245.2132 | 187.2174 | 1354.223 | 0 | 0.048421 | 0.0081533 | 0 | 0.018011 | 0 | 0 | 1103.6587 | 0 | 0 | 0 | 5983.7449 | 224 | 4 | Summer
2018-08-12 05:00 | 13.7922 | 1180.2116 | 80.8407 | 516.0198 | 891.265 | 0 | 2.7741 | 461.2923 | 254.5996 | 212.4268 | 1320.3145 | 0 | 0.14808 | 0.0080446 | 0 | 0.05508 | 0 | 0 | 1096.7674 | 0 | 0 | 0 | 6030.5152 | 224 | 5 | Summer
2018-08-12 06:00 | 14.8194 | 1118.2743 | 119.8554 | 701.8182 | 905.0578 | 0 | 4.738 | 485.3753 | 162.8678 | 255.228 | 1265.2896 | 0 | 0.31114 | 0.0076568 | 0 | 0.11573 | 0 | 0 | 1081.2735 | 0 | 0 | 0 | 6115.0319 | 224 | 6 | Summer
2018-08-12 07:00 | 13.3333 | 1223.4918 | 184.1272 | 1001.4437 | 933.6831 | 0 | 11.2036 | 621.1303 | 122.4289 | 282.2156 | 1235.7193 | 0 | 0.53758 | 0.0078225 | 0 | 0.19996 | 0 | 0 | 1059.0584 | 0 | 0 | 0 | 6688.5807 | 224 | 7 | Summer
2018-08-12 08:00 | 8.0499 | 1476.0009 | 234.4156 | 1242.8898 | 986.8639 | 0 | 6.6764 | 725.4526 | 141.5982 | 389.9027 | 1274.5439 | 0 | 1.0311 | 0.0065246 | 0 | 0.38354 | 0 | 0 | 1070.1405 | 0 | 0 | 0 | 7557.9555 | 224 | 8 | Summer
2018-08-12 09:00 | 5.2326 | 1830.4744 | 252.3427 | 1381.9843 | 1017.8516 | 0 | 4.6281 | 903.1959 | 161.0525 | 429.5523 | 1292.3003 | 0 | 1.8109 | 0.0065566 | 0 | 0.67358 | 0 | 0 | 1062.5604 | 0 | 0 | 0 | 8343.666 | 224 | 9 | Summer
2018-08-12 10:00 | 2.5918 | 2235.9619 | 248.8191 | 1356.689 | 1020.8738 | 0 | 3.282 | 1103.8006 | 179.0733 | 449.9657 | 1307.9755 | 0 | 2.4169 | 0.0066557 | 0 | 0.89899 | 0 | 0 | 1041.3176 | 0 | 0 | 0 | 8953.6728 | 224 | 10 | Summer
2018-08-12 11:00 | 1.7574 | 2604.878 | 226.9137 | 1340.0217 | 1024.8891 | 0 | 2.5576 | 1264.9963 | 193.0188 | 482.6006 | 1336.1135 | 0 | 3.0253 | 0.0059275 | 0 | 1.1253 | 0 | 0 | 1030.3058 | 0 | 0 | 0 | 9512.2093 | 224 | 11 | Summer
2018-08-12 12:00 | 1.3115 | 2921.9612 | 215.507 | 1365.3291 | 1033.5328 | 0 | 2.5028 | 1385.4083 | 201.1859 | 499.5295 | 1389.5217 | 0 | 3.7902 | 0.0059609 | 0 | 1.4098 | 0 | 0 | 1023.8033 | 0 | 0 | 0 | 10044.799 | 224 | 12 | Summer
2018-08-12 13:00 | 0.17028 | 3239.1453 | 210.55 | 1275.7336 | 1006.1159 | 0 | 1.8743 | 1457.4322 | 204.7678 | 513.3766 | 1431.3216 | 0 | 3.9259 | 0.0066984 | 0 | 1.4603 | 0 | 0 | 1032.403 | 0 | 0 | 0 | 10378.2834 | 224 | 13 | Summer
2018-08-12 14:00 | 0.026878 | 3510.4475 | 214.2592 | 1266.6715 | 996.0567 | 0 | 1.7982 | 1485.9984 | 202.6548 | 517.4052 | 1476.7756 | 0 | 4.1042 | 0.0067551 | 0 | 1.5266 | 0 | 0 | 1045.1893 | 0 | 0 | 0 | 10722.9209 | 224 | 14 | Summer
2018-08-12 15:00 | 0.0026223 | 3745.5054 | 223.5436 | 1258.408 | 1034.5528 | 0 | 1.8054 | 1489.8622 | 195.0255 | 520.62 | 1515.5957 | 0 | 4.3406 | 0.0067991 | 0 | 1.6145 | 0 | 0 | 1035.2156 | 0 | 0 | 0 | 11026.0988 | 224 | 15 | Summer
2018-08-12 16:00 | 0.062607 | 3853.3096 | 242.9911 | 1355.9851 | 1106.7709 | 0 | 1.8937 | 1439.5148 | 185.1339 | 445.532 | 1543.615 | 0 | 4.7373 | 0.0060222 | 0 | 1.7621 | 0 | 0 | 1001.4892 | 0 | 0 | 0 | 11182.8034 | 224 | 16 | Summer
2018-08-12 17:00 | 0 | 3845.6923 | 277.0949 | 1510.2455 | 1174.1765 | 0 | 2.3218 | 1338.9073 | 174.3911 | 434.6182 | 1567.1445 | 0 | 4.1937 | 0.0060594 | 0 | 1.5599 | 0 | 0 | 951.2932 | 0 | 0 | 0 | 11281.6449 | 224 | 17 | Summer
2018-08-12 18:00 | 0 | 3666.8668 | 330.8224 | 1514.8068 | 1161.8176 | 0 | 0.7935 | 1091.8438 | 163.6487 | 414.4482 | 1577.983 | 0 | 4.8454 | 0.0060034 | 0 | 1.8023 | 0 | 0 | 937.391 | 0 | 0 | 0 | 10867.0756 | 224 | 18 | Summer
2018-08-12 19:00 | 0.056379 | 3304.9811 | 432.6809 | 1461.0376 | 1122.1476 | 0 | 1.1489 | 930.6384 | 170.3839 | 381.4836 | 1554.2518 | 0 | 4.8129 | 0.0060808 | 0 | 1.7902 | 0 | 0 | 950.4212 | 0 | 0 | 0 | 10315.8405 | 224 | 19 | Summer
2018-08-12 20:00 | 0.34827 | 2872.182 | 574.5295 | 1374.9436 | 1068.9171 | 0 | 1.8116 | 757.5643 | 301.7192 | 338.3854 | 1519.4175 | 0 | 4.038 | 0.0060203 | 0 | 1.502 | 0 | 0 | 959.0682 | 0 | 0 | 0 | 9774.4326 | 224 | 20 | Summer
2018-08-12 21:00 | 0.71932 | 2566.4828 | 640.0682 | 1319.6083 | 1020.8347 | 0 | 2.4569 | 662.6974 | 292.6365 | 297.1617 | 1470.4934 | 0 | 3.3418 | 0.0060245 | 0 | 1.243 | 0 | 0 | 954.7917 | 0 | 0 | 0 | 9232.5419 | 224 | 21 | Summer
2018-08-12 22:00 | 1.2335 | 2276.5991 | 378.7618 | 1144.2646 | 914.6921 | 0 | 0.76636 | 593.0735 | 281.5891 | 239.7312 | 1418.4501 | 0 | 2.5895 | 0.0059545 | 0 | 0.96318 | 0 | 0 | 981.674 | 0 | 0 | 0 | 8234.3938 | 224 | 22 | Summer
2018-08-12 23:00 | 1.7633 | 2022.8455 | 142.6757 | 873.4172 | 870.7499 | 0 | 0.91902 | 540.0345 | 269.824 | 198.0868 | 1382.3069 | 0 | 1.794 | 0.0057875 | 0 | 0.66728 | 0 | 0 | 1058.6964 | 0 | 0 | 0 | 7363.7863 | 224 | 23 | Summer
2018-08-13 | 2.7539 | 1820.0307 | 86.2286 | 621.6814 | 862.5284 | 0 | 1.078 | 472.7468 | 256.914 | 166.2595 | 1411.705 | 0 | 0.96864 | 0.0064117 | 0 | 0.36029 | 0 | 0 | 1115.9276 | 0 | 0 | 0 | 6819.1894 | 225 | 0 | Summer
2018-08-13 01:00 | 4.9136 | 1644.7252 | 76.5856 | 497.7754 | 856.6218 | 0 | 0.80398 | 412.1041 | 260.674 | 164.6344 | 1458.9024 | 0 | 0.39855 | 0.0076 | 0 | 0.14824 | 0 | 0 | 1152.6388 | 0 | 0 | 0 | 6530.9337 | 225 | 1 | Summer
2018-08-13 02:00 | 6.8205 | 1489.9387 | 74.3718 | 447.6299 | 853.295 | 0 | 1.0965 | 412.4108 | 257.5285 | 155.4348 | 1426.379 | 0 | 0.34111 | 0.0081624 | 0 | 0.12688 | 0 | 0 | 1106.536 | 0 | 0 | 0 | 6231.9178 | 225 | 2 | Summer
2018-08-13 03:00 | 7.9458 | 1362.193 | 74.3718 | 444.4005 | 855.7196 | 0 | 1.2861 | 424.4018 | 258.4011 | 157.0412 | 1392.336 | 0 | 0.2494 | 0.0081347 | 0 | 0.092765 | 0 | 0 | 1089.2547 | 0 | 0 | 0 | 6067.7019 | 225 | 3 | Summer
2018-08-13 04:00 | 10.8788 | 1220.684 | 74.5019 | 515.3094 | 869.6728 | 0 | 1.9547 | 457.6664 | 268.2158 | 181.3027 | 1395.3162 | 0 | 0.048309 | 0.0081344 | 0 | 0.017969 | 0 | 0 | 1098.2092 | 0 | 0 | 0 | 6093.7862 | 225 | 4 | Summer
2018-08-13 05:00 | 13.3787 | 1108.2826 | 85.119 | 724.2683 | 883.6771 | 0 | 3.0254 | 574.2431 | 296.8429 | 223.043 | 1453.3729 | 0 | 0.14815 | 0.0080623 | 0 | 0.055107 | 0 | 0 | 1095.6628 | 0 | 0 | 0 | 6461.1271 | 225 | 5 | Summer
2018-08-13 06:00 | 13.7676 | 1054.0136 | 168.9563 | 1028.2375 | 904.3706 | 0 | 4.9212 | 699.402 | 242.3384 | 350.7384 | 1759.6966 | 0 | 0.30906 | 0.0075991 | 0 | 0.11496 | 0 | 0 | 1074.7523 | 0 | 0 | 0 | 7301.626 | 225 | 6 | Summer
2018-08-13 07:00 | 13.4106 | 1151.6462 | 230.335 | 1205.6616 | 946.2716 | 0 | 11.7728 | 946.945 | 258.055 | 403.3887 | 1992.2567 | 0 | 0.52362 | 0.0063628 | 0 | 0.19477 | 0 | 0 | 1031.3384 | 0 | 0 | 0 | 8191.8063 | 225 | 7 | Summer
2018-08-13 08:00 | 8.6791 | 1378.6545 | 223.1886 | 1234.7456 | 983.9011 | 0 | 6.4922 | 1258.0462 | 344.796 | 534.443 | 2228.2404 | 0 | 0.9824 | 0.0063785 | 0 | 0.36541 | 0 | 0 | 1019.8984 | 0 | 0 | 0 | 9222.4393 | 225 | 8 | Summer
2018-08-13 09:00 | 5.5972 | 1720.608 | 209.5199 | 1194.6821 | 1006.1186 | 0 | 3.5821 | 1564.7153 | 400.6845 | 597.3725 | 2435.0128 | 0 | 1.6943 | 0.0062431 | 0 | 0.6302 | 0 | 0 | 994.233 | 0 | 0 | 0 | 10134.4568 | 225 | 9 | Summer
2018-08-13 10:00 | 3.011 | 2076.9542 | 196.7255 | 1261.6636 | 1007.341 | 0 | 2.0599 | 1826.1949 | 428.1673 | 636.8993 | 2596.2982 | 0 | 2.2845 | 0.0062676 | 0 | 0.84976 | 0 | 0 | 984.2549 | 0 | 0 | 0 | 11022.7102 | 225 | 10 | Summer
2018-08-13 11:00 | 1.6899 | 2407.534 | 182.2257 | 1263.5932 | 1009.5218 | 0 | 1.4356 | 1991.8001 | 437.4452 | 650.6267 | 2646.0735 | 0 | 2.9141 | 0.0063261 | 0 | 1.0839 | 0 | 0 | 992.4035 | 0 | 0 | 0 | 11588.3535 | 225 | 11 | Summer
2018-08-13 12:00 | 1.3569 | 2696.824 | 174.4357 | 1208.5737 | 1016.1951 | 0 | 1.5452 | 2054.4176 | 435.2305 | 641.2518 | 2624.9418 | 0 | 3.6845 | 0.0063886 | 0 | 1.3705 | 0 | 0 | 995.1893 | 0 | 0 | 0 | 11855.0228 | 225 | 12 | Summer
2018-08-13 13:00 | 0.076538 | 2961.6642 | 168.6844 | 1117.1994 | 987.9299 | 0 | 1.3729 | 2078.2019 | 423.7805 | 625.4007 | 2548.2454 | 0 | 3.8622 | 0.0064807 | 0 | 1.4366 | 0 | 0 | 1015.578 | 0 | 0 | 0 | 11933.4391 | 225 | 13 | Summer
2018-08-13 14:00 | 0.051462 | 3202.3014 | 170.9452 | 1045.1198 | 978.0623 | 0 | 1.4613 | 2053.4083 | 400.2922 | 607.4983 | 2417.9019 | 0 | 4.0426 | 0.006558 | 0 | 1.5037 | 0 | 0 | 1029.6177 | 0 | 0 | 0 | 11912.2128 | 225 | 14 | Summer
2018-08-13 15:00 | 0.12112 | 3453.6859 | 184.9533 | 1116.569 | 1013.9993 | 0 | 1.841 | 1999.2103 | 369.5001 | 604.1524 | 2291.9009 | 0 | 4.3086 | 0.0065718 | 0 | 1.6026 | 0 | 0 | 1027.5646 | 0 | 0 | 0 | 12069.416 | 225 | 15 | Summer
2018-08-13 16:00 | 0.00065557 | 3646.4137 | 212.2687 | 1315.5168 | 1086.4349 | 0 | 2.0281 | 1892.4939 | 338.7655 | 518.8784 | 2196.5733 | 0 | 4.7063 | 0.0066073 | 0 | 1.7506 | 0 | 0 | 994.948 | 0 | 0 | 0 | 12210.7853 | 225 | 16 | Summer
2018-08-13 17:00 | 0.00016389 | 3713.8715 | 256.1834 | 1494.8774 | 1155.4994 | 0 | 2.2084 | 1720.8038 | 307.5341 | 506.5272 | 2121.0771 | 0 | 4.2168 | 0.0059501 | 0 | 1.5685 | 0 | 0 | 956.5812 | 0 | 0 | 0 | 12240.9547 | 225 | 17 | Summer
2018-08-13 18:00 | 0 | 3595.4976 | 314.6608 | 1542.0838 | 1149.3505 | 0 | 0.70027 | 1346.9417 | 282.7983 | 490.5307 | 1918.4104 | 0 | 4.9571 | 0.0059982 | 0 | 1.8438 | 0 | 0 | 959.0066 | 0 | 0 | 0 | 11606.7875 | 225 | 18 | Summer
2018-08-13 19:00 | 0.043104 | 3228.2597 | 412.8752 | 1474.1503 | 1112.0013 | 0 | 0.95035 | 1120.0863 | 280.5667 | 454.3039 | 1827.9527 | 0 | 4.9961 | 0.0060595 | 0 | 1.8583 | 0 | 0 | 986.6694 | 0 | 0 | 0 | 10904.7194 | 225 | 19 | Summer
2018-08-13 20:00 | 0.02655 | 2800.3404 | 548.5705 | 1411.7898 | 1062.0081 | 0 | 1.3073 | 905.9202 | 406.4776 | 379.2549 | 1732.5348 | 0 | 4.2239 | 0.0060585 | 0 | 1.5711 | 0 | 0 | 1003.2367 | 0 | 0 | 0 | 10257.2679 | 225 | 20 | Summer
2018-08-13 21:00 | 0.093254 | 2475.5023 | 608.1105 | 1307.566 | 1014.8037 | 0 | 1.824 | 693.8898 | 376.7066 | 304.519 | 1645.6322 | 0 | 3.4942 | 0.0061342 | 0 | 1.2997 | 0 | 0 | 998.3274 | 0 | 0 | 0 | 9431.7749 | 225 | 21 | Summer
2018-08-13 22:00 | 0.063918 | 2150.2175 | 346.46 | 1125.0747 | 911.0252 | 0 | 0.66366 | 602.0971 | 323.2668 | 250.2248 | 1589.6138 | 0 | 2.7145 | 0.0060866 | 0 | 1.0097 | 0 | 0 | 1029.0418 | 0 | 0 | 0 | 8331.4794 | 225 | 22 | Summer
2018-08-13 23:00 | 0.11587 | 1863.77 | 131.6351 | 855.8629 | 872.1205 | 0 | 0.56113 | 534.866 | 288.7158 | 217.0203 | 1552.7008 | 0 | 1.8995 | 0.0067369 | 0 | 0.70654 | 0 | 0 | 1121.0617 | 0 | 0 | 0 | 7441.0428 | 225 | 23 | Summer
2018-08-14 | 0.78045 | 1662.6206 | 83.3646 | 630.4465 | 864.0206 | 0 | 0.88477 | 451.6557 | 271.0542 | 180.6973 | 1488.2348 | 0 | 0.41178 | 0.0058546 | 0 | 0.15317 | 0 | 0 | 1555.8509 | 0 | 0 | 0 | 7190.1812 | 226 | 0 | Summer
2018-08-14 01:00 | 1.5373 | 1507.169 | 75.9829 | 495.3881 | 858.3298 | 0 | 0.84729 | 405.4496 | 260.674 | 162.2892 | 1458.9024 | 0 | 0.2681 | 0.0056857 | 0 | 0.099722 | 0 | 0 | 1592.6275 | 0 | 0 | 0 | 6819.5705 | 226 | 1 | Summer
2018-08-14 02:00 | 2.6137 | 1342.1827 | 74.3718 | 448.7767 | 854.3473 | 0 | 1.157 | 403.3908 | 257.5285 | 154.1883 | 1426.379 | 0 | 0.12723 | 0.0056595 | 0 | 0.047324 | 0 | 0 | 1627.1799 | 0 | 0 | 0 | 6592.2959 | 226 | 2 | Summer
2018-08-14 03:00 | 4.4031 | 1218.2156 | 74.3718 | 446.7737 | 856.2461 | 0 | 1.6335 | 423.3376 | 258.4011 | 156.7267 | 1392.336 | 0 | 0.16901 | 0.0064505 | 0 | 0.062866 | 0 | 0 | 1662.4297 | 0 | 0 | 0 | 6495.1131 | 226 | 3 | Summer
2018-08-14 04:00 | 7.2825 | 1070.2401 | 74.496 | 498.1012 | 869.7454 | 0 | 2.7133 | 454.5739 | 268.2158 | 182.0605 | 1395.3162 | 0 | 0.093971 | 0.0064211 | 0 | 0.034953 | 0 | 0 | 1730.5455 | 0 | 0 | 0 | 6553.4258 | 226 | 4 | Summer
2018-08-14 05:00 | 9.8468 | 943.1289 | 85.0532 | 705.8718 | 883.6844 | 0 | 4.6654 | 563.7657 | 296.8429 | 222.3389 | 1453.3729 | 0 | 0.39027 | 0.0065418 | 0 | 0.14517 | 0 | 0 | 1840.131 | 0 | 0 | 0 | 7009.2438 | 226 | 5 | Summer
2018-08-14 06:00 | 11.2686 | 884.7076 | 170.155 | 1061.12 | 904.279 | 0 | 6.7136 | 692.9697 | 243.2796 | 348.3699 | 1759.6966 | 0 | 1.0199 | 0.0057729 | 0 | 0.37937 | 0 | 0 | 1847.3781 | 0 | 0 | 0 | 7931.3428 | 226 | 6 | Summer
2018-08-14 07:00 | 11.5906 | 970.225 | 234.4903 | 1200.1358 | 947.3228 | 0 | 14.5582 | 927.765 | 258.055 | 402.8801 | 1992.2567 | 0 | 1.853 | 0.0057932 | 0 | 0.68924 | 0 | 0 | 1885.0626 | 0 | 0 | 0 | 8846.8901 | 226 | 7 | Summer
2018-08-14 08:00 | 7.5289 | 1179.4515 | 224.7897 | 1224.3303 | 984.0494 | 0 | 6.4231 | 1219.5012 | 344.796 | 533.6796 | 2228.2404 | 0 | 2.0033 | 0.0056271 | 0 | 0.74515 | 0 | 0 | 1955.15 | 0 | 0 | 0 | 9910.694 | 226 | 8 | Summer
2018-08-14 09:00 | 4.6372 | 1442.9832 | 210.304 | 1207.8482 | 1005.6278 | 0 | 3.7481 | 1466.7286 | 400.6845 | 596.025 | 2435.0128 | 0 | 1.8273 | 0.0055898 | 0 | 0.67969 | 0 | 0 | 1996.2497 | 0 | 0 | 0 | 10772.3617 | 226 | 9 | Summer
2018-08-14 10:00 | 2.4753 | 1759.737 | 196.1822 | 1220.0417 | 1006.1619 | 0 | 2.4957 | 1718.4607 | 428.1673 | 635.7124 | 2596.2982 | 0 | 2.0405 | 0.0055287 | 0 | 0.75897 | 0 | 0 | 1960.6159 | 0 | 0 | 0 | 11529.153 | 226 | 10 | Summer
2018-08-14 11:00 | 1.6891 | 2076.1955 | 182.2829 | 1235.8396 | 1008.6849 | 0 | 1.9772 | 1894.6585 | 437.4452 | 650.1425 | 2646.0735 | 0 | 2.4304 | 0.0055606 | 0 | 0.90399 | 0 | 0 | 1922.8021 | 0 | 0 | 0 | 12061.1308 | 226 | 11 | Summer
2018-08-14 12:00 | 1.518 | 2413.1625 | 175.1426 | 1216.7529 | 1016.2711 | 0 | 1.7896 | 1999.4632 | 435.2305 | 638.4532 | 2624.9418 | 0 | 2.7066 | 0.0055012 | 0 | 1.0068 | 0 | 0 | 1887.0687 | 0 | 0 | 0 | 12413.513 | 226 | 12 | Summer
2018-08-14 13:00 | 0.3073 | 2688.6514 | 168.6312 | 1095.0197 | 987.4785 | 0 | 1.3226 | 2031.3097 | 423.7805 | 623.9912 | 2548.2454 | 0 | 2.6967 | 0.0054567 | 0 | 1.0031 | 0 | 0 | 1857.3148 | 0 | 0 | 0 | 12429.7574 | 226 | 13 | Summer
2018-08-14 14:00 | 0.15439 | 2850.5177 | 168.2886 | 1036.7114 | 976.8206 | 0 | 1.2895 | 1955.8576 | 400.2922 | 606.9398 | 2417.9019 | 0 | 3.0042 | 0.0054356 | 0 | 1.1174 | 0 | 0 | 1816.3541 | 0 | 0 | 0 | 12235.255 | 226 | 14 | Summer
2018-08-14 15:00 | 0.11292 | 3117.9944 | 180.5398 | 1075.4764 | 1011.7829 | 0 | 1.7228 | 1905.2843 | 369.5001 | 602.3031 | 2291.9009 | 0 | 4.0269 | 0.0054046 | 0 | 1.4978 | 0 | 0 | 1757.134 | 0 | 0 | 0 | 12319.2818 | 226 | 15 | Summer
2018-08-14 16:00 | 0.091452 | 3390.2413 | 207.0821 | 1282.1045 | 1083.4776 | 0 | 1.8773 | 1825.5346 | 338.7655 | 516.7522 | 2196.5733 | 0 | 5.2657 | 0.0054488 | 0 | 1.9586 | 0 | 0 | 1689.1831 | 0 | 0 | 0 | 12538.9126 | 226 | 16 | Summer
2018-08-14 17:00 | 0.16996 | 3492.65 | 253.104 | 1477.1751 | 1154.3154 | 0 | 2.0699 | 1656.433 | 307.5341 | 505.8432 | 2121.0771 | 0 | 6.1906 | 0.0047776 | 0 | 2.3026 | 0 | 0 | 1592.1469 | 0 | 0 | 0 | 12571.0166 | 226 | 17 | Summer
2018-08-14 18:00 | 0.12734 | 3345.4518 | 315.1095 | 1570.0047 | 1150.122 | 0 | 0.69625 | 1279.652 | 282.7983 | 488.3848 | 1918.4104 | 0 | 4.7726 | 0.0049419 | 0 | 1.7752 | 0 | 0 | 1588.3327 | 0 | 0 | 0 | 11945.6425 | 226 | 18 | Summer
2018-08-14 19:00 | 0.18716 | 2952.2885 | 412.1966 | 1483.8949 | 1111.7718 | 0 | 0.96607 | 1048.9322 | 281.4428 | 453.8716 | 1827.9527 | 0 | 2.6949 | 0.0057283 | 0 | 1.0024 | 0 | 0 | 1659.5357 | 0 | 0 | 0 | 11236.743 | 226 | 19 | Summer
2018-08-14 20:00 | 0.81012 | 2503.1649 | 547.1474 | 1378.0628 | 1062.229 | 0 | 1.5558 | 838.733 | 407.3435 | 378.1361 | 1732.5348 | 0 | 2.0739 | 0.0057747 | 0 | 0.77139 | 0 | 0 | 1647.1918 | 0 | 0 | 0 | 10499.7602 | 226 | 20 | Summer
2018-08-14 21:00 | 1.1966 | 2167.6556 | 605.1169 | 1326.1589 | 1014.8736 | 0 | 1.3407 | 626.5947 | 376.7066 | 302.3319 | 1645.6322 | 0 | 1.5249 | 0.0050959 | 0 | 0.56721 | 0 | 0 | 1579.815 | 0 | 0 | 0 | 9649.5199 | 226 | 21 | Summer
2018-08-14 22:00 | 2.3166 | 1878.8169 | 343.6424 | 1153.6115 | 910.9605 | 0 | 0.60972 | 550.0443 | 323.2668 | 249.2307 | 1589.6138 | 0 | 0.99631 | 0.0051676 | 0 | 0.37059 | 0 | 0 | 1533.3428 | 0 | 0 | 0 | 8536.8281 | 226 | 22 | Summer
2018-08-14 23:00 | 3.0051 | 1628.0477 | 130.4275 | 861.3733 | 872.0991 | 0 | 0.86658 | 493.6538 | 288.7158 | 216.153 | 1552.7008 | 0 | 0.71086 | 0.0056596 | 0 | 0.26441 | 0 | 0 | 1501.9921 | 0 | 0 | 0 | 7550.0156 | 226 | 23 | Summer
2018-08-15 | 3.8125 | 1431.577 | 83.2574 | 628.4553 | 864.0898 | 0 | 1.1699 | 413.4831 | 271.0542 | 181.8628 | 1488.2348 | 0 | 0.40195 | 0.0056253 | 0 | 0.14951 | 0 | 0 | 1519.0578 | 0 | 0 | 0 | 6886.6116 | 227 | 0 | Summer
2018-08-15 01:00 | 5.7859 | 1279.5761 | 75.9444 | 499.4807 | 858.6381 | 0 | 0.79882 | 372.7846 | 260.9403 | 162.5806 | 1458.3492 | 0 | 0.26339 | 0.0055257 | 0 | 0.09797 | 0 | 0 | 1563.455 | 0 | 0 | 0 | 6538.7005 | 227 | 1 | Summer
2018-08-15 02:00 | 10.0228 | 1150.1307 | 74.3718 | 451.4091 | 854.8678 | 0 | 1.2327 | 373.0029 | 257.6641 | 154.4334 | 1428.0943 | 0 | 0.12452 | 0.0061294 | 0 | 0.046315 | 0 | 0 | 1594.5035 | 0 | 0 | 0 | 6349.9099 | 227 | 2 | Summer
2018-08-15 03:00 | 13.3651 | 1049.532 | 74.3718 | 449.0747 | 856.7089 | 0 | 1.6852 | 395.4014 | 258.3432 | 157.2951 | 1396.0442 | 0 | 0.16482 | 0.0061256 | 0 | 0.061305 | 0 | 0 | 1622.4545 | 0 | 0 | 0 | 6274.5082 | 227 | 3 | Summer
2018-08-15 04:00 | 18.534 | 940.5954 | 74.4869 | 526.1168 | 870.3672 | 0 | 2.571 | 434.3682 | 267.9967 | 180.2694 | 1398.9961 | 0 | 0.092292 | 0.0075579 | 0 | 0.034329 | 0 | 0 | 1697.0009 | 0 | 0 | 0 | 6411.4369 | 227 | 4 | Summer
2018-08-15 05:00 | 24.5561 | 856.7655 | 84.5181 | 733.6048 | 884.001 | 0 | 4.9392 | 548.7664 | 296.2533 | 224.2194 | 1458.3413 | 0 | 0.37491 | 0.007393 | 0 | 0.13945 | 0 | 0 | 1767.1661 | 0 | 0 | 0 | 6883.653 | 227 | 5 | Summer
2018-08-15 06:00 | 28.3472 | 817.8087 | 168.559 | 1032.8831 | 904.3346 | 0 | 8.4885 | 675.4486 | 241.698 | 349.3077 | 1765.0205 | 0 | 0.98487 | 0.0054748 | 0 | 0.36633 | 0 | 0 | 1784.443 | 0 | 0 | 0 | 7777.6956 | 227 | 6 | Summer
2018-08-15 07:00 | 22.2778 | 902.9513 | 231.1045 | 1196.118 | 946.5716 | 0 | 22.2301 | 918.9447 | 254.76 | 403.6106 | 1996.305 | 0 | 1.7818 | 0.0054905 | 0 | 0.66276 | 0 | 0 | 1812.8626 | 0 | 0 | 0 | 8710.1863 | 227 | 7 | Summer
2018-08-15 08:00 | 11.2876 | 1129.9583 | 223.8218 | 1201.1593 | 983.702 | 0 | 8.1471 | 1244.6919 | 341.2662 | 534.1367 | 2230.7672 | 0 | 1.9502 | 0.0055118 | 0 | 0.72538 | 0 | 0 | 1902.9858 | 0 | 0 | 0 | 9814.6049 | 227 | 8 | Summer
2018-08-15 09:00 | 6.2079 | 1401.4719 | 210.8721 | 1227.462 | 1005.8874 | 0 | 2.3686 | 1521.6779 | 399.4352 | 598.4653 | 2435.6326 | 0 | 1.7771 | 0.0054154 | 0 | 0.66102 | 0 | 0 | 1941.4237 | 0 | 0 | 0 | 10753.3481 | 227 | 9 | Summer
2018-08-15 10:00 | 2.8348 | 1687.9823 | 197.8187 | 1259.5964 | 1006.8874 | 0 | 2.5341 | 1752.6541 | 427.9004 | 637.0369 | 2595.568 | 0 | 2.0076 | 0.0054535 | 0 | 0.74675 | 0 | 0 | 1929.0972 | 0 | 0 | 0 | 11502.6701 | 227 | 10 | Summer
2018-08-15 11:00 | 1.475 | 1931.4784 | 181.6191 | 1264.1394 | 1009.1609 | 0 | 2.2832 | 1860.3069 | 437.4018 | 649.4539 | 2643.1699 | 0 | 2.4118 | 0.0055436 | 0 | 0.8971 | 0 | 0 | 1908.0152 | 0 | 0 | 0 | 11891.8182 | 227 | 11 | Summer
2018-08-15 12:00 | 0.99073 | 2161.742 | 174.2023 | 1185.5142 | 1016.2255 | 0 | 1.5287 | 1907.0326 | 435.2214 | 636.7564 | 2621.3719 | 0 | 2.7283 | 0.0056053 | 0 | 1.0148 | 0 | 0 | 1901.7939 | 0 | 0 | 0 | 12046.1282 | 227 | 12 | Summer
2018-08-15 13:00 | 0.13521 | 2410.4761 | 168.2449 | 1089.964 | 987.3741 | 0 | 1.3778 | 1941.1673 | 423.7751 | 625.2469 | 2544.7995 | 0 | 2.7151 | 0.0055632 | 0 | 1.0099 | 0 | 0 | 1870.191 | 0 | 0 | 0 | 12066.4824 | 227 | 13 | Summer
2018-08-15 14:00 | 0.037203 | 2653.6269 | 169.5895 | 1082.307 | 976.8445 | 0 | 1.2496 | 1925.7462 | 400.2933 | 606.7533 | 2413.6314 | 0 | 3.0458 | 0.0056117 | 0 | 1.1329 | 0 | 0 | 1841.5759 | 0 | 0 | 0 | 12075.839 | 227 | 14 | Summer
2018-08-15 15:00 | 0.10391 | 2863.6741 | 182.9165 | 1135.5382 | 1012.4048 | 0 | 1.6422 | 1859.8721 | 369.5003 | 601.9907 | 2285.2708 | 0 | 4.096 | 0.0049344 | 0 | 1.5236 | 0 | 0 | 1787.4528 | 0 | 0 | 0 | 12105.991 | 227 | 15 | Summer
2018-08-15 16:00 | 0.0088502 | 2846.8837 | 207.9719 | 1295.8122 | 1084.0615 | 0 | 1.8597 | 1671.2072 | 338.7662 | 518.8371 | 2191.4106 | 0 | 5.346 | 0.0049823 | 0 | 1.9885 | 0 | 0 | 1715.0059 | 0 | 0 | 0 | 11879.1642 | 227 | 16 | Summer
2018-08-15 17:00 | 0.03999 | 2751.3426 | 255.1801 | 1493.4618 | 1154.8211 | 0 | 2.16 | 1425.6377 | 307.5195 | 503.7214 | 2115.9246 | 0 | 6.2644 | 0.0050218 | 0 | 2.3301 | 0 | 0 | 1611.1402 | 0 | 0 | 0 | 11629.5486 | 227 | 17 | Summer
2018-08-15 18:00 | 0.0095057 | 2623.1125 | 315.8667 | 1563.7429 | 1150.0069 | 0 | 0.76495 | 1113.2748 | 282.785 | 486.7389 | 1915.5289 | 0 | 4.779 | 0.0050855 | 0 | 1.7776 | 0 | 0 | 1590.5158 | 0 | 0 | 0 | 11048.9085 | 227 | 18 | Summer
2018-08-15 19:00 | 0.027698 | 2389.5135 | 410.9364 | 1474.8741 | 1110.5806 | 0 | 1.0158 | 950.1985 | 281.4675 | 452.647 | 1827.6098 | 0 | 2.7158 | 0.005932 | 0 | 1.0102 | 0 | 0 | 1672.3357 | 0 | 0 | 0 | 10574.9385 | 227 | 19 | Summer
2018-08-15 20:00 | 0.11767 | 2139.9331 | 545.5705 | 1384.8911 | 1061.3478 | 0 | 1.3599 | 808.2029 | 408.0122 | 377.8247 | 1733.5553 | 0 | 2.0893 | 0.0058533 | 0 | 0.77712 | 0 | 0 | 1659.7906 | 0 | 0 | 0 | 10123.478 | 227 | 20 | Summer
2018-08-15 21:00 | 0.13161 | 1952.575 | 606.0324 | 1309.0881 | 1014.2479 | 0 | 1.037 | 633.5018 | 379.5439 | 302.6168 | 1647.8363 | 0 | 1.532 | 0.0051804 | 0 | 0.56983 | 0 | 0 | 1587.7342 | 0 | 0 | 0 | 9436.4521 | 227 | 21 | Summer
2018-08-15 22:00 | 0.17733 | 1757.0743 | 346.2686 | 1125.4215 | 911.1351 | 0 | 0.26707 | 567.6772 | 326.9914 | 249.5774 | 1591.1189 | 0 | 0.99721 | 0.0051242 | 0 | 0.37092 | 0 | 0 | 1534.6147 | 0 | 0 | 0 | 8411.697 | 227 | 22 | Summer
2018-08-15 23:00 | 0.41055 | 1547.4044 | 131.3386 | 842.3525 | 872.0258 | 0 | 0.37691 | 512.7087 | 290.7229 | 216.7617 | 1553.4075 | 0 | 0.70983 | 0.0056577 | 0 | 0.26403 | 0 | 0 | 1499.4376 | 0 | 0 | 0 | 7467.9267 | 227 | 23 | Summer
2018-08-16 | 0.50528 | 1396.55 | 83.4001 | 629.7548 | 863.9432 | 0 | 0.39733 | 422.3099 | 271.9062 | 182.571 | 1487.2011 | 0 | 0.38112 | 0.0056393 | 0 | 0.14176 | 0 | 0 | 1441.5138 | 0 | 0 | 0 | 6780.5811 | 228 | 0 | Spring
2018-08-16 01:00 | 0.96155 | 1292.243 | 75.9818 | 497.28 | 858.307 | 0 | 0.35026 | 382.2481 | 260.8345 | 163.6336 | 1453.888 | 0 | 0.2511 | 0.0056433 | 0 | 0.093398 | 0 | 0 | 1488.2298 | 0 | 0 | 0 | 6474.3076 | 228 | 1 | Spring
2018-08-16 02:00 | 2.2348 | 1187.3733 | 74.3718 | 446.895 | 854.3739 | 0 | 0.5645 | 381.2433 | 257.5979 | 156.1106 | 1422.6558 | 0 | 0.1192 | 0.0055437 | 0 | 0.044336 | 0 | 0 | 1528.2456 | 0 | 0 | 0 | 6311.8354 | 228 | 2 | Spring
2018-08-16 03:00 | 3.7249 | 1104.2019 | 74.3718 | 448.8245 | 855.9958 | 0 | 0.79808 | 405.1046 | 258.3991 | 158.111 | 1389.2025 | 0 | 0.15878 | 0.0055446 | 0 | 0.059061 | 0 | 0 | 1563.4927 | 0 | 0 | 0 | 6262.4502 | 228 | 3 | Spring
2018-08-16 04:00 | 5.5654 | 1003.4054 | 74.5015 | 525.1192 | 869.9248 | 0 | 1.1659 | 436.7149 | 268.1541 | 182.9496 | 1391.2812 | 0 | 0.088794 | 0.0062993 | 0 | 0.033028 | 0 | 0 | 1645.3867 | 0 | 0 | 0 | 6404.2969 | 228 | 4 | Spring
2018-08-16 05:00 | 7.5718 | 916.5187 | 85.0007 | 714.5864 | 883.7576 | 0 | 2.2106 | 546.4625 | 296.7 | 225.3947 | 1450.3287 | 0 | 0.37075 | 0.0063155 | 0 | 0.1379 | 0 | 0 | 1749.198 | 0 | 0 | 0 | 6878.2444 | 228 | 5 | Spring
2018-08-16 06:00 | 8.5873 | 867.6537 | 168.2781 | 1061.0397 | 904.3239 | 0 | 4.2083 | 661.5627 | 243.1601 | 351.6925 | 1757.9193 | 0 | 0.96467 | 0.0055705 | 0 | 0.35882 | 0 | 0 | 1747.4227 | 0 | 0 | 0 | 7777.1772 | 228 | 6 | Spring
2018-08-16 07:00 | 8.7294 | 931.354 | 229.0513 | 1200.2755 | 946.6708 | 0 | 10.646 | 888.9455 | 257.8262 | 403.2776 | 1989.6426 | 0 | 1.7504 | 0.0056778 | 0 | 0.65109 | 0 | 0 | 1780.4252 | 0 | 0 | 0 | 8649.2512 | 228 | 7 | Spring
2018-08-16 08:00 | 4.516 | 1079.5411 | 219.6365 | 1216.5048 | 983.4493 | 0 | 2.7219 | 1160.1435 | 344.4966 | 533.994 | 2222.7887 | 0 | 1.9047 | 0.0057213 | 0 | 0.70848 | 0 | 0 | 1858.9522 | 0 | 0 | 0 | 9629.3636 | 228 | 8 | Spring
2018-08-16 09:00 | 3.1325 | 1294.5809 | 205.4576 | 1190.2598 | 1004.9399 | 0 | 2.4681 | 1412.9441 | 400.4657 | 598.7076 | 2423.8426 | 0 | 1.7668 | 0.0057782 | 0 | 0.65719 | 0 | 0 | 1930.5152 | 0 | 0 | 0 | 10469.7438 | 228 | 9 | Spring
2018-08-16 10:00 | 1.2348 | 1559.853 | 195.3918 | 1255.4323 | 1006.3641 | 0 | 2.3037 | 1639.7411 | 428.0538 | 635.073 | 2576.1418 | 0 | 2.0086 | 0.005797 | 0 | 0.74712 | 0 | 0 | 1930.2935 | 0 | 0 | 0 | 11232.6444 | 228 | 10 | Spring
2018-08-16 11:00 | 0.7739 | 1895.0196 | 182.3684 | 1278.8377 | 1009.0133 | 0 | 2.0069 | 1826.4927 | 437.4138 | 649.4983 | 2615.0745 | 0 | 2.4799 | 0.0057631 | 0 | 0.92241 | 0 | 0 | 1961.5615 | 0 | 0 | 0 | 11861.4687 | 228 | 11 | Spring
2018-08-16 12:00 | 0.67245 | 2205.8179 | 175.7319 | 1181.6593 | 1016.4827 | 0 | 1.7575 | 1918.181 | 435.2254 | 640.9207 | 2587.6468 | 0 | 2.8716 | 0.0057332 | 0 | 1.0681 | 0 | 0 | 2002.2119 | 0 | 0 | 0 | 12170.253 | 228 | 12 | Spring
2018-08-16 13:00 | 0.03999 | 2557.4899 | 168.8184 | 1083.5131 | 987.3468 | 0 | 1.2616 | 2016.3984 | 423.7787 | 624.5874 | 2510.159 | 0 | 2.9483 | 0.0057181 | 0 | 1.0967 | 0 | 0 | 2030.8342 | 0 | 0 | 0 | 12408.2782 | 228 | 13 | Spring
2018-08-16 14:00 | 0.0055723 | 2896.9989 | 169.6343 | 1046.3275 | 976.662 | 0 | 1.1724 | 2062.599 | 400.2939 | 609.4642 | 2384.172 | 0 | 3.3524 | 0.0056556 | 0 | 1.2469 | 0 | 0 | 2026.8564 | 0 | 0 | 0 | 12578.7912 | 228 | 14 | Spring
2018-08-16 15:00 | 0.12767 | 3197.9359 | 182.4872 | 1102.0765 | 1012.2485 | 0 | 1.5607 | 2021.0454 | 369.5005 | 605.2679 | 2266.9063 | 0 | 4.5801 | 0.0057868 | 0 | 1.7036 | 0 | 0 | 1998.753 | 0 | 0 | 0 | 12764.1991 | 228 | 15 | Spring
2018-08-16 16:00 | 0.025731 | 3395.0609 | 209.4494 | 1273.784 | 1084.4922 | 0 | 1.6777 | 1894.2612 | 338.7656 | 519.9622 | 2184.0336 | 0 | 6.0054 | 0.0059427 | 0 | 2.2338 | 0 | 0 | 1926.5382 | 0 | 0 | 0 | 12836.2959 | 228 | 16 | Spring
2018-08-16 17:00 | 0 | 3482.1943 | 255.7158 | 1473.1904 | 1154.9812 | 0 | 1.8459 | 1706.3941 | 307.5204 | 508.7383 | 2118.4565 | 0 | 6.9836 | 0.006016 | 0 | 2.5976 | 0 | 0 | 1796.0519 | 0 | 0 | 0 | 12814.676 | 228 | 17 | Spring
2018-08-16 18:00 | 0 | 3346.0638 | 315.5715 | 1542.2766 | 1150.102 | 0 | 0.5845 | 1315.0846 | 282.7839 | 488.5783 | 1925.4346 | 0 | 5.3064 | 0.0060974 | 0 | 1.9738 | 0 | 0 | 1765.9206 | 0 | 0 | 0 | 12139.6866 | 228 | 18 | Spring
2018-08-16 19:00 | 0.010981 | 2975.0827 | 412.5098 | 1479.3729 | 1111.9861 | 0 | 0.81625 | 1096.3535 | 284.6651 | 455.9913 | 1842.2009 | 0 | 2.954 | 0.0062044 | 0 | 1.0987 | 0 | 0 | 1818.7742 | 0 | 0 | 0 | 11481.8225 | 228 | 19 | Spring
2018-08-16 20:00 | 0 | 2585.4149 | 549.1074 | 1400.6585 | 1062.5031 | 0 | 1.2455 | 900.6484 | 407.4157 | 379.9136 | 1749.5825 | 0 | 2.2548 | 0.0061297 | 0 | 0.8387 | 0 | 0 | 1791.2324 | 0 | 0 | 0 | 10830.8217 | 228 | 20 | Spring
2018-08-16 21:00 | 0.014095 | 2300.0974 | 607.3033 | 1342.8003 | 1014.8853 | 0 | 0.96826 | 695.1423 | 376.7887 | 304.247 | 1661.3123 | 0 | 1.6569 | 0.0054419 | 0 | 0.6163 | 0 | 0 | 1717.0855 | 0 | 0 | 0 | 10022.9231 | 228 | 21 | Spring
2018-08-16 22:00 | 0.016553 | 2026.8486 | 343.2853 | 1134.8721 | 910.7856 | 0 | 0.18909 | 609.3592 | 323.4504 | 251.7662 | 1598.3722 | 0 | 1.0765 | 0.0054361 | 0 | 0.4004 | 0 | 0 | 1656.2294 | 0 | 0 | 0 | 8856.657 | 228 | 22 | Spring
2018-08-16 23:00 | 0.004589 | 1777.0569 | 131.1066 | 852.145 | 872.1869 | 0 | 0.27679 | 543.144 | 289.0378 | 217.8264 | 1552.152 | 0 | 0.769 | 0.0059309 | 0 | 0.28604 | 0 | 0 | 1624.9509 | 0 | 0 | 0 | 7860.9487 | 228 | 23 | Spring
2018-08-17 | 0.20781 | 1602.2589 | 83.3109 | 623.4674 | 864.0787 | 0 | 0.27424 | 448.2078 | 271.5083 | 183.5779 | 1481.7736 | 0 | 0.42562 | 0.0058723 | 0 | 0.15831 | 0 | 0 | 1609.4833 | 0 | 0 | 0 | 7168.7387 | 229 | 0 | Spring
2018-08-17 01:00 | 0.43169 | 1476.7202 | 75.9697 | 488.4333 | 858.5303 | 0 | 0.40683 | 407.1604 | 260.674 | 163.5251 | 1458.9024 | 0 | 0.27395 | 0.0064154 | 0 | 0.1019 | 0 | 0 | 1624.0168 | 0 | 0 | 0 | 6815.1531 | 229 | 1 | Spring
2018-08-17 02:00 | 1.4304 | 1348.407 | 74.3718 | 449.0009 | 854.404 | 0 | 0.57156 | 406.5413 | 257.5285 | 156.2804 | 1426.379 | 0 | 0.13018 | 0.0063953 | 0 | 0.048423 | 0 | 0 | 1671.1038 | 0 | 0 | 0 | 6646.2037 | 229 | 2 | Spring
2018-08-17 03:00 | 2.4292 | 1236.2217 | 74.3718 | 441.3095 | 856.086 | 0 | 0.76296 | 427.8468 | 258.4011 | 159.5505 | 1392.336 | 0 | 0.17264 | 0.0064165 | 0 | 0.064216 | 0 | 0 | 1699.9397 | 0 | 0 | 0 | 6549.4986 | 229 | 3 | Spring
2018-08-17 04:00 | 5.3753 | 1113.7813 | 74.4856 | 505.2524 | 870.2303 | 0 | 1.3223 | 465.8783 | 268.2158 | 184.5748 | 1395.3162 | 0 | 0.09686 | 0.00791 | 0 | 0.036028 | 0 | 0 | 1776.545 | 0 | 0 | 0 | 6661.1182 | 229 | 4 | Spring
2018-08-17 05:00 | 6.6765 | 1026.3961 | 84.7095 | 705.5862 | 884.2087 | 0 | 2.065 | 587.3941 | 296.8429 | 224.9945 | 1453.3729 | 0 | 0.40384 | 0.0080444 | 0 | 0.15021 | 0 | 0 | 1904.0848 | 0 | 0 | 0 | 7176.8934 | 229 | 5 | Spring
2018-08-17 06:00 | 7.8862 | 993.3289 | 168.083 | 1009.0168 | 904.2928 | 0 | 4.622 | 726.6391 | 244.0356 | 353.2728 | 1759.6966 | 0 | 1.0602 | 0.005929 | 0 | 0.39436 | 0 | 0 | 1920.2725 | 0 | 0 | 0 | 8092.6067 | 229 | 6 | Spring
2018-08-17 07:00 | 6.2658 | 1152.8423 | 229.7477 | 1217.1637 | 946.2903 | 0 | 14.5419 | 1024.9075 | 258.055 | 406.2602 | 1992.2567 | 0 | 1.8827 | 0.0058982 | 0 | 0.7003 | 0 | 0 | 1915.3802 | 0 | 0 | 0 | 9166.3 | 229 | 7 | Spring
2018-08-17 08:00 | 2.8435 | 1481.2911 | 223.2941 | 1208.7442 | 983.8472 | 0 | 4.4063 | 1399.1492 | 344.796 | 537.5268 | 2228.2404 | 0 | 2.0278 | 0.0060052 | 0 | 0.75427 | 0 | 0 | 1979.2656 | 0 | 0 | 0 | 10396.1924 | 229 | 8 | Spring
2018-08-17 09:00 | 1.7315 | 1932.5115 | 208.9596 | 1226.3952 | 1005.2185 | 0 | 2.609 | 1768.238 | 400.6845 | 601.1765 | 2435.0128 | 0 | 1.8716 | 0.0060009 | 0 | 0.69615 | 0 | 0 | 2044.7883 | 0 | 0 | 0 | 11629.8992 | 229 | 9 | Spring
2018-08-17 10:00 | 0.6754 | 2478.419 | 197.3283 | 1232.5747 | 1006.4401 | 0 | 1.9648 | 2119.472 | 428.1673 | 642.3166 | 2596.2982 | 0 | 2.1248 | 0.0060686 | 0 | 0.79034 | 0 | 0 | 2041.7251 | 0 | 0 | 0 | 12748.3026 | 229 | 10 | Spring
2018-08-17 11:00 | 0.48594 | 2968.9905 | 183.4425 | 1244.8623 | 1008.9442 | 0 | 1.5324 | 2351.2604 | 437.4452 | 653.8415 | 2646.0735 | 0 | 2.5986 | 0.0061259 | 0 | 0.96656 | 0 | 0 | 2055.8165 | 0 | 0 | 0 | 13556.2662 | 229 | 11 | Spring
2018-08-17 12:00 | 0.45414 | 3406.8308 | 175.2327 | 1220.6934 | 1016.0454 | 0 | 1.432 | 2463.1653 | 435.2305 | 645.586 | 2624.9418 | 0 | 2.9421 | 0.0054171 | 0 | 1.0943 | 0 | 0 | 2051.1943 | 0 | 0 | 0 | 14044.8481 | 229 | 12 | Spring
2018-08-17 13:00 | 0 | 3780.9935 | 168.9718 | 1103.7618 | 987.6064 | 0 | 1.0269 | 2513.3979 | 423.7805 | 632.1495 | 2548.2454 | 0 | 2.925 | 0.0054402 | 0 | 1.088 | 0 | 0 | 2014.5414 | 0 | 0 | 0 | 14178.4935 | 229 | 13 | Spring
2018-08-17 14:00 | 0 | 4080.1225 | 170.5393 | 1056.7055 | 977.4093 | 0 | 1.0665 | 2493.3639 | 400.2922 | 613.6394 | 2417.9019 | 0 | 3.1875 | 0.0053873 | 0 | 1.1856 | 0 | 0 | 1926.9977 | 0 | 0 | 0 | 14142.4166 | 229 | 14 | Spring
2018-08-17 15:00 | 0.0059001 | 4396.2471 | 183.6064 | 1130.5569 | 1012.5772 | 0 | 1.5402 | 2418.0412 | 369.5001 | 609.5694 | 2291.9009 | 0 | 4.1608 | 0.0052989 | 0 | 1.5476 | 0 | 0 | 1815.6213 | 0 | 0 | 0 | 14234.8803 | 229 | 15 | Spring
2018-08-17 16:00 | 0 | 4597.3341 | 209.9386 | 1300.106 | 1084.19 | 0 | 1.6145 | 2279.487 | 338.7655 | 525.1022 | 2196.5733 | 0 | 5.27 | 0.0052584 | 0 | 1.9602 | 0 | 0 | 1690.6784 | 0 | 0 | 0 | 14231.0251 | 229 | 16 | Spring
2018-08-17 17:00 | 0 | 4603.9302 | 255.8493 | 1522.8562 | 1155.3673 | 0 | 1.8223 | 2074.0167 | 307.5341 | 513.4836 | 2121.0771 | 0 | 6.0086 | 0.005324 | 0 | 2.2349 | 0 | 0 | 1545.4417 | 0 | 0 | 0 | 14109.6274 | 229 | 17 | Spring
2018-08-17 18:00 | 0.032942 | 4403.4679 | 316.4914 | 1579.5591 | 1150.5047 | 0 | 0.63139 | 1607.8731 | 282.7983 | 495.5926 | 1918.4104 | 0 | 4.5592 | 0.0054204 | 0 | 1.6959 | 0 | 0 | 1517.2665 | 0 | 0 | 0 | 13278.8889 | 229 | 18 | Spring
2018-08-17 19:00 | 0 | 3947.1176 | 413.2748 | 1475.2534 | 1111.6228 | 0 | 0.8527 | 1333.1956 | 284.6603 | 461.2338 | 1827.9527 | 0 | 2.5438 | 0.0054467 | 0 | 0.94621 | 0 | 0 | 1566.5038 | 0 | 0 | 0 | 12425.163 | 229 | 19 | Spring
2018-08-17 20:00 | 0 | 3472.9951 | 546.8729 | 1406.8281 | 1061.6068 | 0 | 1.2197 | 1082.8453 | 407.4192 | 386.1146 | 1732.5348 | 0 | 1.9426 | 0.0053437 | 0 | 0.72257 | 0 | 0 | 1543.1224 | 0 | 0 | 0 | 11644.2294 | 229 | 20 | Spring
2018-08-17 21:00 | 0.032287 | 3123.1783 | 603.9445 | 1324.9496 | 1014.7941 | 0 | 0.8815 | 828.7817 | 376.7066 | 310.3843 | 1645.6322 | 0 | 1.4373 | 0.0054157 | 0 | 0.53463 | 0 | 0 | 1489.7041 | 0 | 0 | 0 | 10720.9664 | 229 | 21 | Spring
2018-08-17 22:00 | 0.017864 | 2791.5349 | 345.1482 | 1159.4996 | 911.2775 | 0 | 0.17687 | 725.5558 | 323.2668 | 254.7403 | 1589.6138 | 0 | 0.93637 | 0.0054152 | 0 | 0.34829 | 0 | 0 | 1441.006 | 0 | 0 | 0 | 9543.1277 | 229 | 22 | Spring
2018-08-17 23:00 | 0 | 2480.4158 | 132.9321 | 868.0632 | 871.9259 | 0 | 0.22575 | 637.8611 | 288.7158 | 221.462 | 1552.7008 | 0 | 0.67814 | 0.0054696 | 0 | 0.25224 | 0 | 0 | 1432.0459 | 0 | 0 | 0 | 8487.2841 | 229 | 23 | Spring
2018-08-18 | 0.0044251 | 2226.6055 | 83.5149 | 618.6497 | 863.9349 | 0 | 0.16853 | 528.0703 | 271.0542 | 185.243 | 1488.2348 | 0 | 0.39628 | 0.0061127 | 0 | 0.1474 | 0 | 0 | 1498.0543 | 0 | 0 | 0 | 7764.0844 | 230 | 0 | Spring
2018-08-18 01:00 | 0.063098 | 2029.7432 | 75.999 | 499.6446 | 858.3982 | 0 | 0.27396 | 519.8148 | 257.5727 | 158.4191 | 1554.5041 | 0 | 0.25743 | 0.0058594 | 0 | 0.095755 | 0 | 0 | 1525.8902 | 0 | 0 | 0 | 7480.6821 | 230 | 1 | Spring
2018-08-18 02:00 | 0.54527 | 1849.5214 | 74.1733 | 446.8428 | 854.3345 | 0 | 0.35923 | 494.9634 | 252.563 | 159.3692 | 1528.6256 | 0 | 0.12228 | 0.0058783 | 0 | 0.045483 | 0 | 0 | 1567.4543 | 0 | 0 | 0 | 7228.9255 | 230 | 2 | Spring
2018-08-18 03:00 | 0.57887 | 1693.4161 | 74.1733 | 426.0646 | 856.0822 | 0 | 0.47187 | 498.6194 | 249.2908 | 171.877 | 1495.7777 | 0 | 0.16297 | 0.0058826 | 0 | 0.060619 | 0 | 0 | 1602.5581 | 0 | 0 | 0 | 7069.1395 | 230 | 3 | Spring
2018-08-18 04:00 | 1.6217 | 1523.8365 | 74.4519 | 447.5014 | 872.7372 | 0 | 0.63118 | 508.3443 | 251.6406 | 184.7885 | 1449.2601 | 0 | 0.090901 | 0.0066242 | 0 | 0.033811 | 0 | 0 | 1680.1059 | 0 | 0 | 0 | 6995.0506 | 230 | 4 | Spring
2018-08-18 05:00 | 1.4295 | 1382.5754 | 80.2426 | 509.7701 | 891.703 | 0 | 0.76736 | 562.8334 | 257.4031 | 207.3214 | 1396.6768 | 0 | 0.37649 | 0.0065806 | 0 | 0.14004 | 0 | 0 | 1774.796 | 0 | 0 | 0 | 7066.0418 | 230 | 5 | Spring
2018-08-18 06:00 | 1.5993 | 1320.5701 | 117.3952 | 694.7411 | 905.0834 | 0 | 2.5117 | 640.4284 | 170.4312 | 257.4289 | 1505.3021 | 0 | 0.97179 | 0.0057336 | 0 | 0.36147 | 0 | 0 | 1760.2723 | 0 | 0 | 0 | 7377.1026 | 230 | 6 | Spring
2018-08-18 07:00 | 2.1222 | 1480.5846 | 182.6053 | 963.7271 | 932.9513 | 0 | 8.1102 | 868.0971 | 145.2604 | 292.9639 | 1485.9612 | 0 | 1.7394 | 0.0056771 | 0 | 0.64697 | 0 | 0 | 1769.6631 | 0 | 0 | 0 | 8134.4385 | 230 | 7 | Spring
2018-08-18 08:00 | 1.0892 | 1820.0137 | 236.8148 | 1230.4799 | 986.6247 | 0 | 4.6437 | 1088.232 | 190.2328 | 401.3984 | 1458.7875 | 0 | 1.9271 | 0.0056826 | 0 | 0.7168 | 0 | 0 | 1880.6204 | 0 | 0 | 0 | 9301.5867 | 230 | 8 | Spring
2018-08-18 09:00 | 0.79946 | 2282.5618 | 251.8111 | 1352.7557 | 1017.2442 | 0 | 3.7594 | 1400.8426 | 216.1134 | 454.7329 | 1470.1517 | 0 | 1.7471 | 0.00565 | 0 | 0.64986 | 0 | 0 | 1908.7213 | 0 | 0 | 0 | 10361.8962 | 230 | 9 | Spring
2018-08-18 10:00 | 0.43267 | 2769.5396 | 247.4106 | 1327.8079 | 1020.8392 | 0 | 2.8736 | 1706.3715 | 229.4304 | 489.238 | 1531.9523 | 0 | 1.983 | 0.005624 | 0 | 0.73761 | 0 | 0 | 1905.2492 | 0 | 0 | 0 | 11233.8712 | 230 | 10 | Spring
2018-08-18 11:00 | 0.34352 | 3183.5306 | 227.1945 | 1366.1093 | 1025.0568 | 0 | 2.3103 | 1922.7211 | 236.1191 | 523.6603 | 1572.4347 | 0 | 2.4042 | 0.0056491 | 0 | 0.89428 | 0 | 0 | 1901.9751 | 0 | 0 | 0 | 11964.7594 | 230 | 11 | Spring
2018-08-18 12:00 | 0.37482 | 3564.0814 | 216.8999 | 1360.1882 | 1034.2224 | 0 | 2.2829 | 2055.5807 | 237.7543 | 538.4673 | 1596.6214 | 0 | 2.751 | 0.005592 | 0 | 1.0233 | 0 | 0 | 1917.9441 | 0 | 0 | 0 | 12528.1972 | 230 | 12 | Spring
2018-08-18 13:00 | 0 | 3928.8019 | 211.1738 | 1272.5101 | 1006.707 | 0 | 2.0399 | 2114.1292 | 237.1653 | 558.3183 | 1608.9231 | 0 | 2.8025 | 0.0056505 | 0 | 1.0424 | 0 | 0 | 1930.0667 | 0 | 0 | 0 | 12873.6858 | 230 | 13 | Spring
2018-08-18 14:00 | 0 | 4210.3547 | 212.9182 | 1264.6095 | 995.68 | 0 | 2.1103 | 2124.5651 | 233.5585 | 556.4912 | 1630.3994 | 0 | 3.1891 | 0.0056918 | 0 | 1.1862 | 0 | 0 | 1928.013 | 0 | 0 | 0 | 13163.0807 | 230 | 14 | Spring
2018-08-18 15:00 | 0.035728 | 4460.0856 | 222.5844 | 1268.5581 | 1034.0513 | 0 | 2.0028 | 2124.0281 | 228.5869 | 550.4671 | 1677.8935 | 0 | 4.3378 | 0.0057642 | 0 | 1.6135 | 0 | 0 | 1893.0323 | 0 | 0 | 0 | 13467.2828 | 230 | 15 | Spring
2018-08-18 16:00 | 0 | 4625.0923 | 243.5444 | 1376.1044 | 1107.7157 | 0 | 1.8991 | 2077.8059 | 224.7818 | 468.6505 | 1739.4038 | 0 | 5.6437 | 0.0057501 | 0 | 2.0992 | 0 | 0 | 1810.5457 | 0 | 0 | 0 | 13683.2921 | 230 | 16 | Spring
2018-08-18 17:00 | 0 | 4609.2696 | 277.8586 | 1521.342 | 1175.4514 | 0 | 2.5636 | 1920.5509 | 222.6411 | 454.9059 | 1799.5126 | 0 | 6.565 | 0.0050636 | 0 | 2.4419 | 0 | 0 | 1688.4212 | 0 | 0 | 0 | 13681.5289 | 230 | 17 | Spring
2018-08-18 18:00 | 0 | 4380.8649 | 329.2146 | 1539.2632 | 1162.4142 | 0 | 0.66003 | 1549.7376 | 221.7134 | 431.5723 | 1703.4896 | 0 | 4.8535 | 0.0051152 | 0 | 1.8053 | 0 | 0 | 1615.1333 | 0 | 0 | 0 | 12940.7271 | 230 | 18 | Spring
2018-08-18 19:00 | 0 | 3900.8679 | 428.2999 | 1510.1045 | 1121.7902 | 0 | 0.94037 | 1291.4606 | 248.0889 | 394.3506 | 1691.7697 | 0 | 2.6735 | 0.0051628 | 0 | 0.99444 | 0 | 0 | 1646.2287 | 0 | 0 | 0 | 12237.5744 | 230 | 19 | Spring
2018-08-18 20:00 | 0 | 3400.6808 | 566.7377 | 1418.2283 | 1068.4722 | 0 | 1.1458 | 1052.6687 | 380.3891 | 346.71 | 1672.4666 | 0 | 2.0298 | 0.0050746 | 0 | 0.755 | 0 | 0 | 1612.3676 | 0 | 0 | 0 | 11522.6567 | 230 | 20 | Spring
2018-08-18 21:00 | 0 | 3022.0607 | 634.8402 | 1336.4736 | 1021.4075 | 0 | 1.0767 | 871.5889 | 357.8307 | 300.8116 | 1628.8623 | 0 | 1.4962 | 0.0051166 | 0 | 0.55653 | 0 | 0 | 1550.3719 | 0 | 0 | 0 | 10727.382 | 230 | 21 | Spring
2018-08-18 22:00 | 0 | 2683.8583 | 376.4787 | 1149.9586 | 914.8245 | 0 | 0.18243 | 735.4994 | 310.0988 | 241.8739 | 1574.5126 | 0 | 0.96794 | 0.0050302 | 0 | 0.36003 | 0 | 0 | 1489.5641 | 0 | 0 | 0 | 9478.1845 | 230 | 22 | Spring
2018-08-18 23:00 | 0.046545 | 2383.1129 | 142.2857 | 874.326 | 870.4986 | 0 | 0.21615 | 630.8406 | 277.2913 | 194.2308 | 1537.2268 | 0 | 0.68974 | 0.0056574 | 0 | 0.25655 | 0 | 0 | 1456.814 | 0 | 0 | 0 | 8367.8413 | 230 | 23 | Spring
2018-08-19 | 0.016881 | 2142.162 | 86.1359 | 644.1056 | 862.4157 | 0 | 0.30116 | 540.846 | 264.1304 | 168.3846 | 1543.9823 | 0 | 1.0017 | 0.0076764 | 0 | 0.37259 | 0 | 0 | 1153.7365 | 0 | 0 | 0 | 7407.5989 | 231 | 0 | Summer
2018-08-19 01:00 | 0.14291 | 1935.3286 | 76.4699 | 503.0533 | 856.6422 | 0 | 0.38279 | 449.2635 | 249.3002 | 158.6597 | 1433.9839 | 0 | 0.41243 | 0.0074917 | 0 | 0.15341 | 0 | 0 | 1191.5411 | 0 | 0 | 0 | 6855.3413 | 231 | 1 | Summer
2018-08-19 02:00 | 0.91091 | 1729.8962 | 74.1733 | 442.5824 | 853.3344 | 0 | 0.56743 | 433.8836 | 244.8259 | 161.6027 | 1428.4635 | 0 | 0.35128 | 0.0080525 | 0 | 0.13066 | 0 | 0 | 1140.8066 | 0 | 0 | 0 | 6511.537 | 231 | 2 | Summer
2018-08-19 03:00 | 1.5001 | 1582.3409 | 74.1733 | 438.1496 | 855.4755 | 0 | 0.76559 | 423.1655 | 240.3942 | 174.6082 | 1386.337 | 0 | 0.25604 | 0.0080811 | 0 | 0.095238 | 0 | 0 | 1119.0391 | 0 | 0 | 0 | 6296.3084 | 231 | 3 | Summer
2018-08-19 04:00 | 3.2795 | 1430.8099 | 74.4512 | 449.7765 | 872.7596 | 0 | 0.96181 | 422.7117 | 245.2132 | 187.5887 | 1354.223 | 0 | 0.049098 | 0.0079348 | 0 | 0.018262 | 0 | 0 | 1120.3829 | 0 | 0 | 0 | 6162.2333 | 231 | 4 | Summer
2018-08-19 05:00 | 3.8146 | 1302.132 | 80.363 | 523.1746 | 891.7144 | 0 | 1.2631 | 478.972 | 254.5996 | 212.7034 | 1320.3145 | 0 | 0.15089 | 0.0079687 | 0 | 0.056127 | 0 | 0 | 1114.1707 | 0 | 0 | 0 | 6183.4367 | 231 | 5 | Summer
2018-08-19 06:00 | 4.1237 | 1241.741 | 118.8945 | 687.2795 | 905.0771 | 0 | 3.2408 | 503.4903 | 164.9708 | 256.6415 | 1265.2896 | 0 | 0.31414 | 0.0081214 | 0 | 0.11685 | 0 | 0 | 1092.1905 | 0 | 0 | 0 | 6243.3786 | 231 | 6 | Summer
2018-08-19 07:00 | 3.9136 | 1376.413 | 183.9094 | 958.8196 | 932.9299 | 0 | 13.2735 | 667.5547 | 122.4289 | 284.5155 | 1235.7193 | 0 | 0.55826 | 0.0077669 | 0 | 0.20765 | 0 | 0 | 1099.5854 | 0 | 0 | 0 | 6879.8366 | 231 | 7 | Summer
2018-08-19 08:00 | 2.1898 | 1701.9325 | 233.3807 | 1233.688 | 986.42 | 0 | 6.3341 | 799.5828 | 141.5982 | 391.7673 | 1274.5439 | 0 | 1.0651 | 0.0077608 | 0 | 0.39617 | 0 | 0 | 1106.2185 | 0 | 0 | 0 | 7879.1247 | 231 | 8 | Summer
2018-08-19 09:00 | 1.2746 | 2128.4662 | 253.2421 | 1344.8001 | 1017.9328 | 0 | 4.3372 | 1016.9584 | 161.0525 | 430.2358 | 1292.3003 | 0 | 1.882 | 0.0078656 | 0 | 0.70004 | 0 | 0 | 1104.3174 | 0 | 0 | 0 | 8757.5073 | 231 | 9 | Summer
2018-08-19 10:00 | 0.71637 | 2559.2514 | 247.8634 | 1373.0297 | 1020.954 | 0 | 3.5684 | 1238.9379 | 179.0733 | 452.5123 | 1307.9755 | 0 | 2.5579 | 0.0078119 | 0 | 0.95143 | 0 | 0 | 1102.1566 | 0 | 0 | 0 | 9489.5559 | 231 | 10 | Summer
2018-08-19 11:00 | 0.38515 | 2977.6799 | 226.854 | 1338.1177 | 1024.5877 | 0 | 3.1645 | 1438.3332 | 193.0188 | 484.0615 | 1336.1135 | 0 | 3.2281 | 0.0079081 | 0 | 1.2007 | 0 | 0 | 1099.3667 | 0 | 0 | 0 | 10126.1192 | 231 | 11 | Summer
2018-08-19 12:00 | 0.32942 | 3366.9135 | 215.9383 | 1381.2929 | 1033.6444 | 0 | 3.1924 | 1582.7236 | 201.1859 | 500.0116 | 1389.5217 | 0 | 3.9961 | 0.0065123 | 0 | 1.4864 | 0 | 0 | 1079.3934 | 0 | 0 | 0 | 10759.636 | 231 | 12 | Summer
2018-08-19 13:00 | 0.0024584 | 3709.276 | 210.0985 | 1333.6383 | 1005.8995 | 0 | 2.349 | 1662.7305 | 204.7678 | 514.8396 | 1431.3216 | 0 | 4.109 | 0.006533 | 0 | 1.5284 | 0 | 0 | 1080.4916 | 0 | 0 | 0 | 11161.0587 | 231 | 13 | Summer
2018-08-19 14:00 | 0 | 3990.3242 | 213.2488 | 1250.1157 | 995.5019 | 0 | 2.1913 | 1694.8529 | 202.6548 | 521.1923 | 1476.7756 | 0 | 4.1915 | 0.0078902 | 0 | 1.5591 | 0 | 0 | 1067.4993 | 0 | 0 | 0 | 11420.1152 | 231 | 14 | Summer
2018-08-19 15:00 | 0.001475 | 4223.9078 | 223.5506 | 1330.1299 | 1033.9818 | 0 | 2.0709 | 1680.6789 | 195.0255 | 523.2568 | 1515.5957 | 0 | 4.3782 | 0.0064595 | 0 | 1.6285 | 0 | 0 | 1044.246 | 0 | 0 | 0 | 11778.4586 | 231 | 15 | Summer
2018-08-19 16:00 | 0 | 4284.0275 | 242.1587 | 1421.0836 | 1107.0575 | 0 | 2.1466 | 1612.9221 | 185.1339 | 446.1364 | 1543.615 | 0 | 4.6879 | 0.0063157 | 0 | 1.7437 | 0 | 0 | 990.9995 | 0 | 0 | 0 | 11841.7188 | 231 | 16 | Summer
2018-08-19 17:00 | 0 | 4236.8432 | 276.0559 | 1522.372 | 1174.4683 | 0 | 2.8078 | 1466.2016 | 174.3911 | 435.374 | 1567.1445 | 0 | 4.1491 | 0.0063078 | 0 | 1.5433 | 0 | 0 | 941.2302 | 0 | 0 | 0 | 11802.5873 | 231 | 17 | Summer
2018-08-19 18:00 | 0 | 3991.6026 | 330.6212 | 1563.8714 | 1163.5086 | 0 | 0.79746 | 1154.595 | 163.6487 | 417.4088 | 1577.983 | 0 | 4.8084 | 0.0056107 | 0 | 1.7885 | 0 | 0 | 930.1583 | 0 | 0 | 0 | 11300.7976 | 231 | 18 | Summer
2018-08-19 19:00 | 0.0037695 | 3517.5565 | 429.6795 | 1484.0181 | 1122.2022 | 0 | 1.2958 | 965.3619 | 179.3868 | 381.7323 | 1554.2518 | 0 | 4.9242 | 0.0064986 | 0 | 1.8316 | 0 | 0 | 972.4268 | 0 | 0 | 0 | 10614.6779 | 231 | 19 | Summer
2018-08-19 20:00 | 0.03917 | 3063.615 | 571.6273 | 1415.0054 | 1069.2434 | 0 | 1.5304 | 798.7876 | 303.391 | 339.1025 | 1519.4175 | 0 | 4.0619 | 0.0065131 | 0 | 1.5109 | 0 | 0 | 964.8341 | 0 | 0 | 0 | 10052.1727 | 231 | 20 | Summer
2018-08-19 21:00 | 0.076701 | 2720.6375 | 637.2763 | 1344.3349 | 1021.3882 | 0 | 1.3527 | 696.0948 | 292.6365 | 295.963 | 1470.4934 | 0 | 3.338 | 0.0058082 | 0 | 1.2416 | 0 | 0 | 953.6159 | 0 | 0 | 0 | 9438.4554 | 231 | 21 | Summer
2018-08-19 22:00 | 0.059329 | 2400.2394 | 377.4294 | 1150.8808 | 914.8013 | 0 | 1.4389 | 623.1354 | 281.5891 | 240.4986 | 1418.4501 | 0 | 2.5878 | 0.0058545 | 0 | 0.96254 | 0 | 0 | 981.027 | 0 | 0 | 0 | 8393.1055 | 231 | 22 | Summer
2018-08-19 23:00 | 0.13964 | 2119.4505 | 142.7771 | 865.558 | 870.5567 | 0 | 0.34811 | 559.5364 | 269.824 | 197.7193 | 1382.3069 | 0 | 1.8047 | 0.005723 | 0 | 0.67126 | 0 | 0 | 1064.8526 | 0 | 0 | 0 | 7475.5509 | 231 | 23 | Summer
2018-08-20 | 0.16553 | 1895.998 | 86.334 | 631.7151 | 862.333 | 0 | 0.48781 | 483.2799 | 256.914 | 168.922 | 1411.705 | 0 | 0.97743 | 0.0063927 | 0 | 0.36356 | 0 | 0 | 1125.5435 | 0 | 0 | 0 | 6924.7453 | 232 | 0 | Summer
2018-08-20 01:00 | 0.70883 | 1711.4856 | 76.6285 | 501.2565 | 856.3854 | 0 | 0.56729 | 423.0764 | 260.674 | 166.5745 | 1458.9024 | 0 | 0.40251 | 0.007592 | 0 | 0.14972 | 0 | 0 | 1163.5444 | 0 | 0 | 0 | 6620.3636 | 232 | 1 | Summer
2018-08-20 02:00 | 2.0754 | 1527.758 | 74.3718 | 449.8159 | 852.8543 | 0 | 0.78483 | 418.1279 | 257.5285 | 157.2313 | 1426.379 | 0 | 0.34172 | 0.0075182 | 0 | 0.12711 | 0 | 0 | 1109.1448 | 0 | 0 | 0 | 6276.548 | 232 | 2 | Summer
2018-08-20 03:00 | 3.6055 | 1373.6323 | 74.3718 | 449.811 | 855.4583 | 0 | 0.98956 | 429.8688 | 258.4011 | 157.7682 | 1392.336 | 0 | 0.25199 | 0.0083036 | 0 | 0.093731 | 0 | 0 | 1101.0437 | 0 | 0 | 0 | 6097.6401 | 232 | 3 | Summer
2018-08-20 04:00 | 6.5413 | 1212.9856 | 74.4876 | 514.3272 | 870.1239 | 0 | 1.5622 | 458.2125 | 268.2158 | 181.867 | 1395.3162 | 0 | 0.048465 | 0.0082037 | 0 | 0.018027 | 0 | 0 | 1098.8385 | 0 | 0 | 0 | 6082.5525 | 232 | 4 | Summer
2018-08-20 05:00 | 8.6383 | 1074.2104 | 84.7493 | 734.8191 | 884.0663 | 0 | 2.3406 | 563.765 | 296.8429 | 225.6541 | 1453.3729 | 0 | 0.14784 | 0.0082261 | 0 | 0.05499 | 0 | 0 | 1091.5827 | 0 | 0 | 0 | 6420.2524 | 232 | 5 | Summer
2018-08-20 06:00 | 9.7716 | 990.7774 | 169.6654 | 1061.6091 | 904.2489 | 0 | 4.7236 | 677.2328 | 246.6308 | 350.6501 | 1759.6966 | 0 | 0.30523 | 0.0076453 | 0 | 0.11353 | 0 | 0 | 1060.7871 | 0 | 0 | 0 | 7236.2198 | 232 | 6 | Summer
2018-08-20 07:00 | 7.5094 | 1051.5799 | 229.8511 | 1219.1824 | 946.2927 | 0 | 17.3761 | 912.2759 | 258.055 | 402.9038 | 1992.2567 | 0 | 0.53338 | 0.0064136 | 0 | 0.1984 | 0 | 0 | 1050.2841 | 0 | 0 | 0 | 8088.3051 | 232 | 7 | Summer
2018-08-20 08:00 | 3.6671 | 1220.7814 | 222.2023 | 1195.1837 | 983.1855 | 0 | 6.0217 | 1196.41 | 344.796 | 537.2599 | 2228.2404 | 0 | 1.0371 | 0.0065621 | 0 | 0.38574 | 0 | 0 | 1076.3239 | 0 | 0 | 0 | 9015.5013 | 232 | 8 | Summer
2018-08-20 09:00 | 2.1486 | 1507.9354 | 209.2178 | 1238.6982 | 1005.5801 | 0 | 3.2487 | 1492.1102 | 400.6845 | 597.8314 | 2435.0128 | 0 | 1.8183 | 0.0065441 | 0 | 0.67633 | 0 | 0 | 1066.9742 | 0 | 0 | 0 | 9961.9431 | 232 | 9 | Summer
2018-08-20 10:00 | 1.0107 | 1887.3261 | 196.2797 | 1257.4039 | 1006.3997 | 0 | 2.4235 | 1789.761 | 428.1673 | 637.1566 | 2596.2982 | 0 | 2.4951 | 0.0065155 | 0 | 0.92807 | 0 | 0 | 1075.1446 | 0 | 0 | 0 | 10880.8009 | 232 | 10 | Summer
2018-08-20 11:00 | 0.57411 | 2255.673 | 181.1636 | 1260.69 | 1008.7651 | 0 | 1.7855 | 2008.3082 | 437.4452 | 653.005 | 2646.0735 | 0 | 3.1384 | 0.0065988 | 0 | 1.1674 | 0 | 0 | 1069.0018 | 0 | 0 | 0 | 11526.7973 | 232 | 11 | Summer
2018-08-20 12:00 | 0.56215 | 2657.7941 | 174.5412 | 1176.8645 | 1015.8919 | 0 | 1.773 | 2147.0748 | 435.2305 | 640.9506 | 2624.9418 | 0 | 3.8989 | 0.0066813 | 0 | 1.4502 | 0 | 0 | 1053.0517 | 0 | 0 | 0 | 11934.0322 | 232 | 12 | Summer
2018-08-20 13:00 | 0.11997 | 3074.9955 | 168.6042 | 1110.9405 | 987.9517 | 0 | 1.3205 | 2231.9132 | 423.7805 | 628.7205 | 2548.2454 | 0 | 3.9869 | 0.0066075 | 0 | 1.483 | 0 | 0 | 1048.422 | 0 | 0 | 0 | 12230.4904 | 232 | 13 | Summer
2018-08-20 14:00 | 0.14734 | 3472.525 | 169.3609 | 1067.2421 | 977.0318 | 0 | 1.1746 | 2259.7183 | 400.2922 | 611.1104 | 2417.9019 | 0 | 4.1046 | 0.0066438 | 0 | 1.5267 | 0 | 0 | 1045.4034 | 0 | 0 | 0 | 12427.5459 | 232 | 14 | Summer
2018-08-20 15:00 | 0.31451 | 3816.8445 | 183.9751 | 1137.2141 | 1013.0173 | 0 | 1.4755 | 2187.977 | 369.5001 | 606.6496 | 2291.9009 | 0 | 4.3243 | 0.0066096 | 0 | 1.6085 | 0 | 0 | 1031.2057 | 0 | 0 | 0 | 12646.0136 | 232 | 15 | Summer
2018-08-20 16:00 | 0.25452 | 4032.7002 | 210.8121 | 1288.6967 | 1085.2924 | 0 | 1.5603 | 2036.8683 | 338.7655 | 520.5028 | 2196.5733 | 0 | 4.6753 | 0.0058855 | 0 | 1.739 | 0 | 0 | 988.3143 | 0 | 0 | 0 | 12706.7606 | 232 | 16 | Summer
2018-08-20 17:00 | 0.26469 | 4070.0529 | 254.5859 | 1468.6314 | 1154.9528 | 0 | 1.7282 | 1823.023 | 307.5341 | 509.5684 | 2121.0771 | 0 | 4.1465 | 0.0059029 | 0 | 1.5423 | 0 | 0 | 940.6469 | 0 | 0 | 0 | 12657.7601 | 232 | 17 | Summer
2018-08-20 18:00 | 0.325 | 3836.7987 | 315.0297 | 1541.5977 | 1149.7667 | 0 | 0.57701 | 1391.9533 | 282.7983 | 490.8198 | 1918.4104 | 0 | 4.8566 | 0.0060396 | 0 | 1.8065 | 0 | 0 | 939.5493 | 0 | 0 | 0 | 11874.2948 | 232 | 18 | Summer
2018-08-20 19:00 | 0.31025 | 3356.3153 | 413.8667 | 1468.0419 | 1112.0812 | 0 | 0.80817 | 1133.0298 | 290.5761 | 456.3058 | 1827.9527 | 0 | 4.9272 | 0.0060481 | 0 | 1.8327 | 0 | 0 | 973.1069 | 0 | 0 | 0 | 11039.161 | 232 | 19 | Summer
2018-08-20 20:00 | 0.38629 | 2898.3322 | 550.1298 | 1384.2895 | 1062.9369 | 0 | 1.1564 | 922.5565 | 407.4192 | 380.0027 | 1732.5348 | 0 | 4.0207 | 0.0059576 | 0 | 1.4955 | 0 | 0 | 955.0125 | 0 | 0 | 0 | 10300.2789 | 232 | 20 | Summer
2018-08-20 21:00 | 0.74882 | 2581.9761 | 605.0151 | 1325.8328 | 1014.0802 | 0 | 0.91124 | 712.1078 | 376.7066 | 306.1646 | 1645.6322 | 0 | 3.2322 | 0.0059111 | 0 | 1.2023 | 0 | 0 | 923.419 | 0 | 0 | 0 | 9497.035 | 232 | 21 | Summer
2018-08-20 22:00 | 0.32828 | 2266.1554 | 341.7105 | 1124.956 | 910.683 | 0 | 0.19236 | 620.8654 | 323.2668 | 251.6338 | 1589.6138 | 0 | 2.4926 | 0.0058819 | 0 | 0.92715 | 0 | 0 | 944.9962 | 0 | 0 | 0 | 8377.827 | 232 | 22 | Summer
2018-08-20 23:00 | 0.40858 | 1970.1289 | 130.357 | 853.3225 | 872.1395 | 0 | 0.25327 | 544.6833 | 288.7158 | 217.7765 | 1552.7008 | 0 | 1.7411 | 0.0058137 | 0 | 0.6476 | 0 | 0 | 1027.54 | 0 | 0 | 0 | 7460.4206 | 232 | 23 | Summer
2018-08-21 | 0.52249 | 1750.1399 | 83.0414 | 637.6507 | 864.2135 | 0 | 0.29792 | 448.1743 | 271.0542 | 185.0834 | 1488.2348 | 0 | 0.37648 | 0.0055861 | 0 | 0.14003 | 0 | 0 | 1424.3835 | 0 | 0 | 0 | 7153.3182 | 233 | 0 | Spring
2018-08-21 01:00 | 0.87371 | 1572.7541 | 75.9212 | 498.9657 | 858.5078 | 0 | 0.30182 | 396.8897 | 260.674 | 163.9397 | 1458.9024 | 0 | 0.24735 | 0.0054673 | 0 | 0.092003 | 0 | 0 | 1466.7944 | 0 | 0 | 0 | 6754.8695 | 233 | 1 | Spring
2018-08-21 02:00 | 1.7119 | 1405.354 | 74.3718 | 448.799 | 854.2546 | 0 | 0.45288 | 392.1795 | 257.5285 | 155.1558 | 1426.379 | 0 | 0.11818 | 0.0054846 | 0 | 0.043958 | 0 | 0 | 1513.7328 | 0 | 0 | 0 | 6530.0873 | 233 | 2 | Spring
2018-08-21 03:00 | 1.9756 | 1270.2523 | 74.3718 | 447.6975 | 856.2022 | 0 | 0.64211 | 413.8423 | 258.4011 | 158.7535 | 1392.336 | 0 | 0.15759 | 0.0061113 | 0 | 0.058618 | 0 | 0 | 1551.5844 | 0 | 0 | 0 | 6426.281 | 233 | 3 | Spring
2018-08-21 04:00 | 3.1436 | 1134.521 | 74.4806 | 511.3775 | 870.0001 | 0 | 1.2036 | 452.1974 | 268.2158 | 184.3298 | 1395.3162 | 0 | 0.088921 | 0.0062532 | 0 | 0.033075 | 0 | 0 | 1642.8821 | 0 | 0 | 0 | 6537.7959 | 233 | 4 | Spring
2018-08-21 05:00 | 4.0791 | 1033.7859 | 84.9216 | 725.262 | 883.9094 | 0 | 1.7451 | 570.4181 | 296.8429 | 225.0867 | 1453.3729 | 0 | 0.37079 | 0.0061554 | 0 | 0.13792 | 0 | 0 | 1747.5539 | 0 | 0 | 0 | 7027.4924 | 233 | 5 | Spring
2018-08-21 06:00 | 4.6617 | 988.6524 | 168.8721 | 1019.7822 | 904.2696 | 0 | 3.8695 | 700.7874 | 247.0906 | 351.4031 | 1759.6966 | 0 | 0.96741 | 0.0054989 | 0 | 0.35984 | 0 | 0 | 1751.7243 | 0 | 0 | 0 | 7902.1423 | 233 | 6 | Spring
2018-08-21 07:00 | 6.082 | 1098.3871 | 229.5415 | 1173.3797 | 946.2298 | 0 | 8.5152 | 962.1993 | 258.055 | 406.1596 | 1992.2567 | 0 | 1.7592 | 0.0054928 | 0 | 0.65437 | 0 | 0 | 1789.5864 | 0 | 0 | 0 | 8872.8112 | 233 | 7 | Spring
2018-08-21 08:00 | 3.6689 | 1330.437 | 222.6584 | 1196.0701 | 983.1814 | 0 | 3.232 | 1293.5968 | 344.796 | 538.9133 | 2228.2404 | 0 | 1.9286 | 0.0055141 | 0 | 0.71736 | 0 | 0 | 1882.1506 | 0 | 0 | 0 | 10029.5965 | 233 | 8 | Spring
2018-08-21 09:00 | 2.3122 | 1649.3564 | 209.024 | 1217.2171 | 1005.3772 | 0 | 2.8029 | 1608.8263 | 400.6845 | 600.4335 | 2435.0128 | 0 | 1.7851 | 0.0054897 | 0 | 0.66399 | 0 | 0 | 1950.2949 | 0 | 0 | 0 | 11083.7965 | 233 | 9 | Spring
2018-08-21 10:00 | 0.74259 | 2017.0409 | 196.4876 | 1236.3575 | 1006.4439 | 0 | 2.1683 | 1886.9292 | 428.1673 | 639.3893 | 2596.2982 | 0 | 2.0314 | 0.0055392 | 0 | 0.7556 | 0 | 0 | 1952.1727 | 0 | 0 | 0 | 11964.9901 | 233 | 10 | Spring
2018-08-21 11:00 | 0.29992 | 2409.6219 | 180.9396 | 1229.5709 | 1008.7243 | 0 | 1.0289 | 2085.8503 | 437.4452 | 655.0703 | 2646.0735 | 0 | 2.4589 | 0.0056038 | 0 | 0.91462 | 0 | 0 | 1945.2555 | 0 | 0 | 0 | 12603.2594 | 233 | 11 | Spring
2018-08-21 12:00 | 0.41104 | 2811.9373 | 174.2008 | 1178.8439 | 1016.1961 | 0 | 0.63042 | 2193.5967 | 435.2305 | 642.0323 | 2624.9418 | 0 | 2.7991 | 0.0056161 | 0 | 1.0411 | 0 | 0 | 1951.2527 | 0 | 0 | 0 | 13033.1194 | 233 | 12 | Spring
2018-08-21 13:00 | 0 | 3174.5016 | 169.0994 | 1091.6107 | 987.8383 | 0 | 0.56963 | 2235.1281 | 423.7805 | 630.5168 | 2548.2454 | 0 | 2.8059 | 0.0055936 | 0 | 1.0437 | 0 | 0 | 1932.5086 | 0 | 0 | 0 | 13197.654 | 233 | 13 | Spring
2018-08-21 14:00 | 0 | 3507.5015 | 171.5775 | 1051.8668 | 977.6143 | 0 | 0.50526 | 2237.5041 | 400.2922 | 612.6559 | 2417.9019 | 0 | 3.164 | 0.0056219 | 0 | 1.1769 | 0 | 0 | 1913.0245 | 0 | 0 | 0 | 13294.7905 | 233 | 14 | Spring
2018-08-21 15:00 | 0.065721 | 3786.65 | 184.716 | 1120.6943 | 1013.5272 | 0 | 0.59479 | 2155.6056 | 369.5001 | 606.2632 | 2291.9009 | 0 | 4.2591 | 0.0056768 | 0 | 1.5842 | 0 | 0 | 1858.6086 | 0 | 0 | 0 | 13393.9755 | 233 | 15 | Spring
2018-08-21 16:00 | 0.0024584 | 3940.8967 | 211.8524 | 1282.3163 | 1085.5638 | 0 | 0.65823 | 1994.551 | 338.7655 | 523.3879 | 2196.5733 | 0 | 5.574 | 0.0057229 | 0 | 2.0733 | 0 | 0 | 1788.187 | 0 | 0 | 0 | 13370.4076 | 233 | 16 | Spring
2018-08-21 17:00 | 0.014259 | 3964.0155 | 256.2654 | 1487.8724 | 1156.0752 | 0 | 0.75495 | 1787.9832 | 307.5341 | 510.3736 | 2121.0771 | 0 | 6.5508 | 0.0050444 | 0 | 2.4366 | 0 | 0 | 1684.66 | 0 | 0 | 0 | 13285.618 | 233 | 17 | Spring
2018-08-21 18:00 | 0 | 3756.2753 | 313.3802 | 1533.2624 | 1148.6871 | 0 | 0.34698 | 1364.5628 | 282.7983 | 490.6677 | 1918.4104 | 0 | 4.9656 | 0.0051135 | 0 | 1.847 | 0 | 0 | 1652.3924 | 0 | 0 | 0 | 12467.6014 | 233 | 18 | Spring
2018-08-21 19:00 | 0.011309 | 3343.7113 | 412.2254 | 1462.1889 | 1110.9512 | 0 | 0.48823 | 1123.1515 | 296.2525 | 456.5547 | 1827.9527 | 0 | 2.7774 | 0.0059353 | 0 | 1.0331 | 0 | 0 | 1710.1503 | 0 | 0 | 0 | 11747.4545 | 233 | 19 | Spring
2018-08-21 20:00 | 0.023928 | 2927.1499 | 547.597 | 1435.2984 | 1061.6762 | 0 | 0.75159 | 915.2353 | 407.4192 | 381.1918 | 1732.5348 | 0 | 2.0918 | 0.0057788 | 0 | 0.77806 | 0 | 0 | 1661.5834 | 0 | 0 | 0 | 11073.3373 | 233 | 20 | Spring
2018-08-21 21:00 | 0.024912 | 2625.5889 | 606.3071 | 1317.1615 | 1015.0464 | 0 | 0.9233 | 702.7855 | 376.7066 | 307.0999 | 1645.6322 | 0 | 1.5123 | 0.0050341 | 0 | 0.56253 | 0 | 0 | 1566.9299 | 0 | 0 | 0 | 10166.286 | 233 | 21 | Spring
2018-08-21 22:00 | 0.029173 | 2327.3177 | 343.7409 | 1170.1978 | 910.9588 | 0 | 0.23754 | 618.7842 | 323.2668 | 252.0882 | 1589.6138 | 0 | 0.98265 | 0.0049265 | 0 | 0.36551 | 0 | 0 | 1512.0662 | 0 | 0 | 0 | 9049.654 | 233 | 22 | Spring
2018-08-21 23:00 | 0.15078 | 2067.5104 | 131.2049 | 879.7013 | 872.0697 | 0 | 0.35807 | 555.88 | 288.7158 | 218.0761 | 1552.7008 | 0 | 0.70074 | 0.0056208 | 0 | 0.26065 | 0 | 0 | 1480.2344 | 0 | 0 | 0 | 8047.5694 | 233 | 23 | Spring
2018-08-22 | 0.2301 | 1873.6407 | 83.4212 | 643.1477 | 863.993 | 0 | 0.35621 | 460.4199 | 271.0542 | 185.0956 | 1488.2348 | 0 | 0.38247 | 0.0055185 | 0 | 0.14226 | 0 | 0 | 1446.3288 | 0 | 0 | 0 | 7316.4524 | 234 | 0 | Spring
2018-08-22 01:00 | 0.30025 | 1714.9925 | 76.0201 | 507.8658 | 858.3647 | 0 | 0.4652 | 416.0302 | 260.9403 | 164.9776 | 1458.3492 | 0 | 0.24787 | 0.0054508 | 0 | 0.092199 | 0 | 0 | 1472.0592 | 0 | 0 | 0 | 6930.7106 | 234 | 1 | Spring
2018-08-22 02:00 | 0.98057 | 1557.0748 | 74.3718 | 444.0773 | 854.4306 | 0 | 0.41618 | 407.656 | 257.6641 | 156.3129 | 1428.0943 | 0 | 0.11856 | 0.0054433 | 0 | 0.0441 | 0 | 0 | 1515.8978 | 0 | 0 | 0 | 6697.1442 | 234 | 2 | Spring
2018-08-22 03:00 | 1.8082 | 1419.9721 | 74.3718 | 436.0023 | 856.3542 | 0 | 0.58952 | 428.4911 | 258.3432 | 158.0572 | 1396.0442 | 0 | 0.15827 | 0.0060984 | 0 | 0.05887 | 0 | 0 | 1555.1416 | 0 | 0 | 0 | 6585.3987 | 234 | 3 | Spring
2018-08-22 04:00 | 2.9096 | 1270.4772 | 74.4924 | 519.4351 | 869.866 | 0 | 1.1091 | 458.8259 | 267.9967 | 184.8653 | 1398.9961 | 0 | 0.089471 | 0.0062015 | 0 | 0.03328 | 0 | 0 | 1643.0718 | 0 | 0 | 0 | 6692.1741 | 234 | 4 | Spring
2018-08-22 05:00 | 4.5782 | 1143.6983 | 84.7504 | 720.2912 | 884.1721 | 0 | 1.9206 | 571.7684 | 296.2533 | 225.0674 | 1458.3413 | 0 | 0.37227 | 0.0062401 | 0 | 0.13847 | 0 | 0 | 1755.4097 | 0 | 0 | 0 | 7146.7678 | 234 | 5 | Spring
2018-08-22 06:00 | 5.6033 | 1066.9144 | 166.8702 | 1044.0869 | 904.289 | 0 | 3.9728 | 687.5278 | 245.4329 | 351.7418 | 1765.0205 | 0 | 0.9654 | 0.00553 | 0 | 0.35909 | 0 | 0 | 1748.8047 | 0 | 0 | 0 | 7991.5942 | 234 | 6 | Spring
2018-08-22 07:00 | 5.838 | 1164.6448 | 229.3715 | 1199.6988 | 946.6093 | 0 | 8.063 | 932.0591 | 254.76 | 403.657 | 1996.305 | 0 | 1.7333 | 0.0055156 | 0 | 0.64473 | 0 | 0 | 1763.2192 | 0 | 0 | 0 | 8906.6093 | 234 | 7 | Spring
2018-08-22 08:00 | 2.4089 | 1418.6312 | 223.1551 | 1206.1537 | 983.4966 | 0 | 3.5562 | 1258.4141 | 341.2662 | 538.699 | 2230.7672 | 0 | 1.8761 | 0.0055346 | 0 | 0.69784 | 0 | 0 | 1830.8881 | 0 | 0 | 0 | 10040.0157 | 234 | 8 | Spring
2018-08-22 09:00 | 1.5825 | 1762.4686 | 210.0271 | 1258.2392 | 1005.3685 | 0 | 2.092 | 1566.5255 | 399.4352 | 602.8402 | 2435.6326 | 0 | 1.7259 | 0.005533 | 0 | 0.64198 | 0 | 0 | 1885.6195 | 0 | 0 | 0 | 11132.2046 | 234 | 9 | Spring
2018-08-22 10:00 | 0.50315 | 2186.5694 | 198.0393 | 1280.5293 | 1006.5542 | 0 | 1.0933 | 1851.7623 | 427.9004 | 639.1474 | 2595.568 | 0 | 1.9589 | 0.0055291 | 0 | 0.72861 | 0 | 0 | 1882.4718 | 0 | 0 | 0 | 12072.8315 | 234 | 10 | Spring
2018-08-22 11:00 | 0.28058 | 2560.2133 | 183.4277 | 1295.2762 | 1009.1786 | 0 | 0.70607 | 2023.4889 | 437.4018 | 654.3324 | 2643.1699 | 0 | 2.4096 | 0.0055593 | 0 | 0.89625 | 0 | 0 | 1906.2933 | 0 | 0 | 0 | 12717.08 | 234 | 11 | Spring
2018-08-22 12:00 | 0.37761 | 2879.0226 | 175.4165 | 1231.8961 | 1016.1972 | 0 | 0.6044 | 2101.4564 | 435.2214 | 642.9517 | 2621.3719 | 0 | 2.7788 | 0.0055823 | 0 | 1.0336 | 0 | 0 | 1937.4086 | 0 | 0 | 0 | 13045.7425 | 234 | 12 | Spring
2018-08-22 13:00 | 0 | 3220.2162 | 169.2939 | 1125.6631 | 988.491 | 0 | 0.55372 | 2132.3358 | 423.7751 | 630.5024 | 2544.7995 | 0 | 2.8387 | 0.0056506 | 0 | 1.0559 | 0 | 0 | 1955.0467 | 0 | 0 | 0 | 13194.5776 | 234 | 13 | Spring
2018-08-22 14:00 | 0.036384 | 3491.0946 | 171.08 | 1063.4485 | 977.5852 | 0 | 0.51664 | 2123.6226 | 400.2933 | 612.3097 | 2413.6314 | 0 | 3.1739 | 0.0056079 | 0 | 1.1806 | 0 | 0 | 1918.7424 | 0 | 0 | 0 | 13176.7209 | 234 | 14 | Spring
2018-08-22 15:00 | 0.081126 | 3728.5856 | 184.8808 | 1116.2919 | 1013.4183 | 0 | 0.63739 | 2048.2678 | 369.5003 | 606.7057 | 2285.2708 | 0 | 4.3873 | 0.0057951 | 0 | 1.6319 | 0 | 0 | 1914.3841 | 0 | 0 | 0 | 13274.0489 | 234 | 15 | Spring
2018-08-22 16:00 | 0 | 3877.2736 | 209.9171 | 1288.6564 | 1084.5471 | 0 | 0.78702 | 1913.4185 | 338.7662 | 522.2004 | 2191.4106 | 0 | 5.7136 | 0.005845 | 0 | 2.1252 | 0 | 0 | 1832.934 | 0 | 0 | 0 | 13267.7558 | 234 | 16 | Spring
2018-08-22 17:00 | 0 | 3868.4008 | 252.9567 | 1454.4857 | 1153.2414 | 0 | 0.90561 | 1729.8217 | 307.5195 | 509.8593 | 2115.9246 | 0 | 6.6305 | 0.0051451 | 0 | 2.4663 | 0 | 0 | 1705.2794 | 0 | 0 | 0 | 13107.4967 | 234 | 17 | Spring
2018-08-22 18:00 | 0 | 3695.8862 | 314.6724 | 1521.6751 | 1149.4265 | 0 | 0.4365 | 1342.0189 | 282.785 | 492.8226 | 1915.5289 | 0 | 5.0194 | 0.0052069 | 0 | 1.867 | 0 | 0 | 1670.38 | 0 | 0 | 0 | 12392.5238 | 234 | 18 | Spring
2018-08-22 19:00 | 0.031795 | 3296.6302 | 411.4663 | 1495.8457 | 1110.8789 | 0 | 0.64434 | 1119.0244 | 308.8624 | 456.8946 | 1827.6098 | 0 | 2.7587 | 0.0059727 | 0 | 1.0261 | 0 | 0 | 1698.6022 | 0 | 0 | 0 | 11730.2815 | 234 | 19 | Spring
2018-08-22 20:00 | 0.062115 | 2880.2421 | 549.168 | 1392.6815 | 1062.5083 | 0 | 0.86631 | 921.1564 | 408.088 | 380.3864 | 1733.5553 | 0 | 2.0806 | 0.0052113 | 0 | 0.77389 | 0 | 0 | 1652.6924 | 0 | 0 | 0 | 10984.2664 | 234 | 20 | Spring
2018-08-22 21:00 | 0.03327 | 2593.2544 | 608.3589 | 1317.2155 | 1015.6852 | 0 | 1.0067 | 709.3496 | 379.5439 | 307.333 | 1647.8363 | 0 | 1.5016 | 0.0051415 | 0 | 0.55852 | 0 | 0 | 1555.5559 | 0 | 0 | 0 | 10137.2381 | 234 | 21 | Spring
2018-08-22 22:00 | 0.020159 | 2324.5658 | 345.2215 | 1152.0632 | 911.1337 | 0 | 0.33616 | 619.8229 | 326.9914 | 253.3448 | 1591.1189 | 0 | 0.95945 | 0.0051194 | 0 | 0.35687 | 0 | 0 | 1475.9959 | 0 | 0 | 0 | 9001.9359 | 234 | 22 | Spring
2018-08-22 23:00 | 0.01557 | 2083.5406 | 131.2525 | 867.125 | 872.1198 | 0 | 0.25677 | 550.5949 | 290.7229 | 219.1195 | 1553.4075 | 0 | 0.68563 | 0.0051451 | 0 | 0.25503 | 0 | 0 | 1447.8957 | 0 | 0 | 0 | 8016.9966 | 234 | 23 | Spring
2018-08-23 | 0.098007 | 1883.0372 | 83.3525 | 637.0636 | 864.0884 | 0 | 0.51535 | 459.4934 | 271.9062 | 183.5269 | 1487.2011 | 0 | 0.38203 | 0.005801 | 0 | 0.1421 | 0 | 0 | 1444.9658 | 0 | 0 | 0 | 7315.7785 | 235 | 0 | Spring
2018-08-23 01:00 | 0.15979 | 1709.4894 | 76.1112 | 513.962 | 858.4286 | 0 | 0.44046 | 401.8735 | 260.8345 | 164.8571 | 1453.888 | 0 | 0.24662 | 0.0055954 | 0 | 0.091732 | 0 | 0 | 1462.4939 | 0 | 0 | 0 | 6902.8825 | 235 | 1 | Spring
2018-08-23 02:00 | 0.72063 | 1545.4705 | 74.3718 | 454.7782 | 854.48 | 0 | 0.31169 | 393.0928 | 257.5979 | 156.8367 | 1422.6558 | 0 | 0.1174 | 0.0056063 | 0 | 0.043669 | 0 | 0 | 1507.5955 | 0 | 0 | 0 | 6668.078 | 235 | 2 | Spring
2018-08-23 03:00 | 0.95172 | 1404.8554 | 74.3718 | 442.7063 | 856.3888 | 0 | 0.41786 | 404.353 | 258.3991 | 158.5051 | 1389.2025 | 0 | 0.15535 | 0.0055328 | 0 | 0.057782 | 0 | 0 | 1528.7185 | 0 | 0 | 0 | 6519.0887 | 235 | 3 | Spring
2018-08-23 04:00 | 1.96 | 1254.6268 | 74.5137 | 510.0419 | 869.7329 | 0 | 0.71567 | 429.4771 | 268.1541 | 182.4123 | 1391.2812 | 0 | 0.087659 | 0.0062929 | 0 | 0.032606 | 0 | 0 | 1617.9709 | 0 | 0 | 0 | 6601.0133 | 235 | 4 | Spring
2018-08-23 05:00 | 2.8709 | 1137.8156 | 85.2108 | 698.4049 | 883.8707 | 0 | 1.0815 | 534.8263 | 296.7 | 225.5734 | 1450.3287 | 0 | 0.36741 | 0.0062454 | 0 | 0.13666 | 0 | 0 | 1732.0233 | 0 | 0 | 0 | 7049.2164 | 235 | 5 | Spring
2018-08-23 06:00 | 3.2706 | 1070.2092 | 168.6124 | 1074.0694 | 904.2448 | 0 | 3.0643 | 643.3278 | 246.8986 | 352.9218 | 1757.9193 | 0 | 0.95305 | 0.0055679 | 0 | 0.3545 | 0 | 0 | 1725.9915 | 0 | 0 | 0 | 7951.8427 | 235 | 6 | Spring
2018-08-23 07:00 | 3.1297 | 1139.0283 | 230.0479 | 1245.3488 | 946.5495 | 0 | 7.3753 | 872.5173 | 257.8262 | 405.6633 | 1989.6426 | 0 | 1.7085 | 0.0055084 | 0 | 0.63548 | 0 | 0 | 1738.2263 | 0 | 0 | 0 | 8837.7046 | 235 | 7 | Spring
2018-08-23 08:00 | 1.4273 | 1340.7966 | 224.1541 | 1262.77 | 984.1486 | 0 | 2.4627 | 1156.5944 | 344.4966 | 538.3237 | 2222.7887 | 0 | 1.8541 | 0.0055235 | 0 | 0.68964 | 0 | 0 | 1809.1427 | 0 | 0 | 0 | 9889.6547 | 235 | 8 | Spring
2018-08-23 09:00 | 1.1386 | 1607.2514 | 210.4991 | 1259.7977 | 1005.7211 | 0 | 2.6384 | 1434.3552 | 400.4657 | 600.5817 | 2423.8426 | 0 | 1.7358 | 0.0056135 | 0 | 0.64566 | 0 | 0 | 1896.6895 | 0 | 0 | 0 | 10845.3681 | 235 | 9 | Spring
2018-08-23 10:00 | 0.48578 | 1902.8666 | 197.3805 | 1253.745 | 1006.67 | 0 | 2.5446 | 1692.4462 | 428.0538 | 639.9975 | 2576.1418 | 0 | 1.9945 | 0.0056603 | 0 | 0.74188 | 0 | 0 | 1916.5183 | 0 | 0 | 0 | 11619.5921 | 235 | 10 | Spring
2018-08-23 11:00 | 0.3817 | 2223.1252 | 180.5657 | 1251.0677 | 1008.9017 | 0 | 1.9125 | 1888.0924 | 437.4138 | 652.6452 | 2615.0745 | 0 | 2.4957 | 0.0058113 | 0 | 0.92831 | 0 | 0 | 1974.2914 | 0 | 0 | 0 | 12236.9017 | 235 | 11 | Spring
2018-08-23 12:00 | 0.54215 | 2567.5394 | 172.1165 | 1204.6683 | 1015.9199 | 0 | 1.6669 | 2001.278 | 435.2254 | 644.1075 | 2587.6468 | 0 | 2.8775 | 0.0058441 | 0 | 1.0703 | 0 | 0 | 2006.1151 | 0 | 0 | 0 | 12640.7796 | 235 | 12 | Spring
2018-08-23 13:00 | 0.032287 | 2914.2188 | 167.2643 | 1099.4778 | 987.7878 | 0 | 1.4866 | 2064.8825 | 423.7787 | 628.742 | 2510.159 | 0 | 2.9505 | 0.0059267 | 0 | 1.0975 | 0 | 0 | 2032.2083 | 0 | 0 | 0 | 12834.092 | 235 | 13 | Spring
2018-08-23 14:00 | 0.10817 | 3167.0227 | 168.7079 | 1036.2466 | 976.8839 | 0 | 1.4912 | 2057.0479 | 400.2939 | 610.1879 | 2384.172 | 0 | 3.3597 | 0.0060104 | 0 | 1.2497 | 0 | 0 | 2031.1201 | 0 | 0 | 0 | 12837.8977 | 235 | 14 | Spring
2018-08-23 15:00 | 0.19061 | 3369.8289 | 183.1878 | 1123.6185 | 1012.6097 | 0 | 1.4715 | 1975.2013 | 369.5005 | 606.4615 | 2266.9063 | 0 | 4.5199 | 0.0060865 | 0 | 1.6812 | 0 | 0 | 1972.3435 | 0 | 0 | 0 | 12887.5273 | 235 | 15 | Spring
2018-08-23 16:00 | 0.16193 | 3568.2666 | 209.9118 | 1274.5763 | 1084.5437 | 0 | 1.1795 | 1875.9733 | 338.7656 | 521.3832 | 2184.0336 | 0 | 5.8912 | 0.0061823 | 0 | 2.1913 | 0 | 0 | 1889.9977 | 0 | 0 | 0 | 12956.8819 | 235 | 16 | Spring
2018-08-23 17:00 | 0.11423 | 3615.0735 | 255.2993 | 1484.2988 | 1154.3666 | 0 | 1.8092 | 1691.2769 | 307.5204 | 510.0358 | 2118.4565 | 0 | 6.7448 | 0.0054027 | 0 | 2.5088 | 0 | 0 | 1734.7309 | 0 | 0 | 0 | 12882.2412 | 235 | 17 | Spring
2018-08-23 18:00 | 0.11571 | 3403.2418 | 314.435 | 1552.2598 | 1148.3926 | 0 | 0.64646 | 1285.4263 | 282.7839 | 491.0389 | 1925.4346 | 0 | 5.0959 | 0.005448 | 0 | 1.8955 | 0 | 0 | 1696.0611 | 0 | 0 | 0 | 12106.8331 | 235 | 18 | Spring
2018-08-23 19:00 | 0.12128 | 2998.8781 | 411.9643 | 1483.5598 | 1110.7372 | 0 | 0.96254 | 1051.604 | 308.8425 | 455.9785 | 1842.2009 | 0 | 2.8039 | 0.0054392 | 0 | 1.0429 | 0 | 0 | 1726.2946 | 0 | 0 | 0 | 11394.996 | 235 | 19 | Spring
2018-08-23 20:00 | 0.096532 | 2623.5081 | 549.2861 | 1420.1808 | 1061.8556 | 0 | 1.3777 | 868.577 | 407.4456 | 380.0852 | 1749.5825 | 0 | 2.1096 | 0.0053671 | 0 | 0.78468 | 0 | 0 | 1675.8546 | 0 | 0 | 0 | 10740.7494 | 235 | 20 | Spring
2018-08-23 21:00 | 0.1398 | 2344.5835 | 608.7473 | 1359.1329 | 1014.803 | 0 | 0.8813 | 663.576 | 376.7887 | 306.3095 | 1661.3123 | 0 | 1.5376 | 0.0054274 | 0 | 0.57193 | 0 | 0 | 1593.3286 | 0 | 0 | 0 | 9931.7179 | 235 | 21 | Spring
2018-08-23 22:00 | 0.026059 | 2062.8508 | 342.879 | 1167.0445 | 910.9567 | 0 | 0.133 | 577.668 | 323.4504 | 252.1256 | 1598.3722 | 0 | 0.98627 | 0.0054213 | 0 | 0.36685 | 0 | 0 | 1518.1448 | 0 | 0 | 0 | 8755.0096 | 235 | 22 | Spring
2018-08-23 23:00 | 0.052118 | 1820.2408 | 131.4739 | 871.5798 | 871.9926 | 0 | 0.18577 | 513.1682 | 289.0378 | 219.3968 | 1552.152 | 0 | 0.69846 | 0.0053158 | 0 | 0.2598 | 0 | 0 | 1475.3975 | 0 | 0 | 0 | 7745.6406 | 235 | 23 | Spring
2018-08-24 | 0.055395 | 1639.4194 | 83.4967 | 628.5516 | 863.9491 | 0 | 0.19802 | 425.9782 | 271.5083 | 184.2163 | 1481.7736 | 0 | 0.38818 | 0.0059834 | 0 | 0.14439 | 0 | 0 | 1466.7429 | 0 | 0 | 0 | 7046.4281 | 236 | 0 | Summer
2018-08-24 01:00 | 0.17045 | 1492.4841 | 75.9553 | 511.6004 | 858.4663 | 0 | 0.25576 | 374.7501 | 260.674 | 164.0792 | 1458.9024 | 0 | 0.25082 | 0.00582 | 0 | 0.093293 | 0 | 0 | 1485.0874 | 0 | 0 | 0 | 6682.7754 | 236 | 1 | Summer
2018-08-24 02:00 | 1.043 | 1354.163 | 74.3718 | 440.9387 | 854.4962 | 0 | 0.35867 | 374.5706 | 257.5285 | 156.4441 | 1426.379 | 0 | 0.1186 | 0.00574 | 0 | 0.044114 | 0 | 0 | 1522.0012 | 0 | 0 | 0 | 6462.4632 | 236 | 2 | Summer
2018-08-24 03:00 | 1.4362 | 1238.0557 | 74.3718 | 447.3487 | 856.486 | 0 | 0.49792 | 387.0453 | 258.4011 | 159.1321 | 1392.336 | 0 | 0.1578 | 0.0058132 | 0 | 0.058694 | 0 | 0 | 1551.4073 | 0 | 0 | 0 | 6366.7403 | 236 | 3 | Summer
2018-08-24 04:00 | 2.6373 | 1110.7923 | 74.501 | 508.529 | 869.9344 | 0 | 0.96727 | 422.357 | 268.2158 | 184.1047 | 1395.3162 | 0 | 0.088356 | 0.0057756 | 0 | 0.032865 | 0 | 0 | 1627.27 | 0 | 0 | 0 | 6464.752 | 236 | 4 | Summer
2018-08-24 05:00 | 3.5101 | 1005.379 | 84.8269 | 705.6515 | 883.9281 | 0 | 1.3886 | 527.2703 | 296.8429 | 226.8448 | 1453.3729 | 0 | 0.36877 | 0.0064363 | 0 | 0.13717 | 0 | 0 | 1740.3722 | 0 | 0 | 0 | 6929.8996 | 236 | 5 | Summer
2018-08-24 06:00 | 3.729 | 951.7954 | 168.1907 | 1021.2184 | 904.2544 | 0 | 3.2032 | 648.5358 | 248.6292 | 353.0507 | 1759.6966 | 0 | 0.95796 | 0.0057133 | 0 | 0.35632 | 0 | 0 | 1735.6518 | 0 | 0 | 0 | 7799.2754 | 236 | 6 | Summer
2018-08-24 07:00 | 3.5819 | 1054.876 | 231.682 | 1187.4729 | 946.2332 | 0 | 8.1223 | 904.7594 | 258.055 | 405.9073 | 1992.2567 | 0 | 1.7333 | 0.0056789 | 0 | 0.64471 | 0 | 0 | 1763.3799 | 0 | 0 | 0 | 8758.7101 | 236 | 7 | Summer
2018-08-24 08:00 | 1.7763 | 1311.3489 | 223.9886 | 1236.4732 | 983.4621 | 0 | 2.426 | 1225.1078 | 344.796 | 538.79 | 2228.2404 | 0 | 1.9085 | 0.0050802 | 0 | 0.70989 | 0 | 0 | 1862.664 | 0 | 0 | 0 | 9961.6968 | 236 | 8 | Summer
2018-08-24 09:00 | 1.113 | 1651.3063 | 210.6238 | 1238.8467 | 1005.5313 | 0 | 2.7797 | 1542.9803 | 400.6845 | 602.2908 | 2435.0128 | 0 | 1.7687 | 0.0058073 | 0 | 0.65787 | 0 | 0 | 1932.5805 | 0 | 0 | 0 | 11026.1822 | 236 | 9 | Summer
2018-08-24 10:00 | 0.64786 | 2036.325 | 197.1547 | 1271.6161 | 1006.6309 | 0 | 1.7479 | 1825.026 | 428.1673 | 640.2441 | 2596.2982 | 0 | 2.0133 | 0.005177 | 0 | 0.74888 | 0 | 0 | 1934.5083 | 0 | 0 | 0 | 11941.1336 | 236 | 10 | Summer
2018-08-24 11:00 | 0.35155 | 2455.8527 | 182.2357 | 1248.6805 | 1008.975 | 0 | 1.4861 | 2045.1982 | 437.4452 | 655.1607 | 2646.0735 | 0 | 2.4948 | 0.0052143 | 0 | 0.92796 | 0 | 0 | 1973.7029 | 0 | 0 | 0 | 12658.5898 | 236 | 11 | Summer
2018-08-24 12:00 | 0.53462 | 2898.8103 | 174.285 | 1186.0819 | 1015.5933 | 0 | 0.91812 | 2190.0569 | 435.2305 | 645.4683 | 2624.9418 | 0 | 2.9049 | 0.0060788 | 0 | 1.0805 | 0 | 0 | 2025.1898 | 0 | 0 | 0 | 13201.1021 | 236 | 12 | Summer
2018-08-24 13:00 | 0 | 3289.0021 | 167.9414 | 1086.0481 | 987.3748 | 0 | 0.7259 | 2253.4207 | 423.7805 | 632.4737 | 2548.2454 | 0 | 2.9453 | 0.0060546 | 0 | 1.0955 | 0 | 0 | 2028.838 | 0 | 0 | 0 | 13421.8974 | 236 | 13 | Summer
2018-08-24 14:00 | 0.02065 | 3619.1011 | 168.9248 | 1041.3318 | 976.9478 | 0 | 0.70858 | 2230.9514 | 400.2922 | 614.362 | 2417.9019 | 0 | 3.3183 | 0.0060493 | 0 | 1.2343 | 0 | 0 | 2006.2605 | 0 | 0 | 0 | 13481.3613 | 236 | 14 | Summer
2018-08-24 15:00 | 0.074571 | 3919.5187 | 183.0679 | 1121.9738 | 1012.7051 | 0 | 0.99778 | 2156.911 | 369.5001 | 609.4253 | 2291.9009 | 0 | 4.4537 | 0.0060732 | 0 | 1.6566 | 0 | 0 | 1943.2683 | 0 | 0 | 0 | 13615.4599 | 236 | 15 | Summer
2018-08-24 16:00 | 0.14439 | 4078.4131 | 208.652 | 1299.2166 | 1084.0386 | 0 | 0.99591 | 2018.4227 | 338.7655 | 524.4672 | 2196.5733 | 0 | 5.7775 | 0.0053809 | 0 | 2.149 | 0 | 0 | 1853.5296 | 0 | 0 | 0 | 13611.1507 | 236 | 16 | Summer
2018-08-24 17:00 | 0.15111 | 4056.0278 | 253.3461 | 1465.4315 | 1153.678 | 0 | 1.629 | 1804.3164 | 307.5341 | 512.3065 | 2121.0771 | 0 | 6.6105 | 0.0053785 | 0 | 2.4588 | 0 | 0 | 1700.0797 | 0 | 0 | 0 | 13384.652 | 236 | 17 | Summer
2018-08-24 18:00 | 0.09686 | 3825.5656 | 313.5124 | 1507.4573 | 1147.9045 | 0 | 0.59716 | 1374.2485 | 282.7983 | 495.2126 | 1918.4104 | 0 | 5.03 | 0.0054411 | 0 | 1.8709 | 0 | 0 | 1673.9944 | 0 | 0 | 0 | 12546.7043 | 236 | 18 | Summer
2018-08-24 19:00 | 0.091124 | 3381.9432 | 412.1331 | 1477.58 | 1110.9965 | 0 | 0.79234 | 1123.258 | 320.0017 | 460.9961 | 1827.9527 | 0 | 2.7908 | 0.0055084 | 0 | 1.0381 | 0 | 0 | 1718.4318 | 0 | 0 | 0 | 11838.011 | 236 | 19 | Summer
2018-08-24 20:00 | 0.17274 | 2940.3004 | 547.4987 | 1396.9108 | 1062.1553 | 0 | 1.2129 | 906.2615 | 407.4192 | 382.7343 | 1732.5348 | 0 | 2.1138 | 0.0054146 | 0 | 0.78625 | 0 | 0 | 1679.2604 | 0 | 0 | 0 | 11059.3666 | 236 | 20 | Summer
2018-08-24 21:00 | 0.19454 | 2609.8847 | 603.3608 | 1348.2789 | 1015.0571 | 0 | 0.86076 | 682.7439 | 376.7066 | 310.0991 | 1645.6322 | 0 | 1.5445 | 0.0054454 | 0 | 0.57448 | 0 | 0 | 1600.2315 | 0 | 0 | 0 | 10195.1746 | 236 | 21 | Summer
2018-08-24 22:00 | 0.01852 | 2311.9262 | 334.7569 | 1172.5008 | 910.6245 | 0 | 0.18426 | 598.7062 | 323.2668 | 256.1835 | 1589.6138 | 0 | 0.99375 | 0.0054417 | 0 | 0.36963 | 0 | 0 | 1529.7226 | 0 | 0 | 0 | 9028.8729 | 236 | 22 | Summer
2018-08-24 23:00 | 0.024584 | 2057.9468 | 129.2534 | 858.3628 | 872.2283 | 0 | 0.23525 | 531.4835 | 288.7158 | 219.6112 | 1552.7008 | 0 | 0.70894 | 0.0053414 | 0 | 0.2637 | 0 | 0 | 1496.8283 | 0 | 0 | 0 | 8008.3687 | 236 | 23 | Summer
2018-08-25 | 0.058018 | 1858.576 | 83.0873 | 651.043 | 864.1136 | 0 | 0.19363 | 440.6337 | 271.0542 | 186.5244 | 1488.2348 | 0 | 0.39133 | 0.0060406 | 0 | 0.14556 | 0 | 0 | 1479.4655 | 0 | 0 | 0 | 7323.5271 | 237 | 0 | Winter
2018-08-25 01:00 | 0.20257 | 1687.1342 | 75.9538 | 514.2063 | 858.4615 | 0 | 0.28587 | 433.7012 | 257.5727 | 157.7415 | 1554.5041 | 0 | 0.25358 | 0.0058906 | 0 | 0.094323 | 0 | 0 | 1501.0069 | 0 | 0 | 0 | 7041.1245 | 237 | 1 | Winter
2018-08-25 02:00 | 0.6654 | 1525.7614 | 74.1733 | 448.9003 | 854.5533 | 0 | 0.35936 | 411.9809 | 252.563 | 159.3855 | 1528.6256 | 0 | 0.12007 | 0.0058114 | 0 | 0.044663 | 0 | 0 | 1542.7537 | 0 | 0 | 0 | 6799.8922 | 237 | 2 | Winter
2018-08-25 03:00 | 0.74309 | 1388.7068 | 74.1733 | 432.8526 | 856.3252 | 0 | 0.49254 | 415.3502 | 249.2908 | 171.9976 | 1495.7777 | 0 | 0.15982 | 0.0058778 | 0 | 0.059448 | 0 | 0 | 1575.0133 | 0 | 0 | 0 | 6660.9483 | 237 | 3 | Winter
2018-08-25 04:00 | 1.5591 | 1234.63 | 74.4563 | 445.8748 | 872.5249 | 0 | 0.64709 | 425.5918 | 251.6406 | 184.7008 | 1449.2601 | 0 | 0.089704 | 0.0058282 | 0 | 0.033366 | 0 | 0 | 1651.2346 | 0 | 0 | 0 | 6592.2491 | 237 | 4 | Winter
2018-08-25 05:00 | 2.1511 | 1119.1779 | 80.3748 | 512.9025 | 891.6843 | 0 | 0.88348 | 472.1312 | 257.4031 | 207.2889 | 1396.6768 | 0 | 0.37457 | 0.0065141 | 0 | 0.13933 | 0 | 0 | 1767.1439 | 0 | 0 | 0 | 6708.3384 | 237 | 5 | Winter
2018-08-25 06:00 | 2.567 | 1058.5357 | 117.9668 | 689.8323 | 904.9876 | 0 | 2.8374 | 537.8199 | 175.9065 | 257.4765 | 1505.3021 | 0 | 0.97208 | 0.005729 | 0 | 0.36158 | 0 | 0 | 1760.607 | 0 | 0 | 0 | 7015.1781 | 237 | 6 | Winter
2018-08-25 07:00 | 2.3001 | 1161.9931 | 185.0061 | 989.5112 | 933.4581 | 0 | 8.0352 | 717.9681 | 145.2604 | 290.9578 | 1485.9612 | 0 | 1.7566 | 0.0058049 | 0 | 0.65338 | 0 | 0 | 1786.6933 | 0 | 0 | 0 | 7709.5602 | 237 | 7 | Winter
2018-08-25 08:00 | 0.91501 | 1437.2314 | 236.9413 | 1194.7011 | 986.9714 | 0 | 4.8389 | 908.5417 | 190.2328 | 401.902 | 1458.7875 | 0 | 1.9107 | 0.0051615 | 0 | 0.71072 | 0 | 0 | 1865.0268 | 0 | 0 | 0 | 8688.7166 | 237 | 8 | Winter
2018-08-25 09:00 | 0.94008 | 1817.1968 | 250.5874 | 1378.5152 | 1017.4879 | 0 | 4.1155 | 1187.9943 | 216.1134 | 456.3246 | 1470.1517 | 0 | 1.7499 | 0.0052402 | 0 | 0.6509 | 0 | 0 | 1912.2271 | 0 | 0 | 0 | 9714.0601 | 237 | 9 | Winter
2018-08-25 10:00 | 0.45562 | 2246.4313 | 244.9095 | 1406.7862 | 1020.7832 | 0 | 3.2941 | 1476.1488 | 229.4304 | 488.5715 | 1531.9523 | 0 | 1.9896 | 0.0054134 | 0 | 0.74004 | 0 | 0 | 1912.3805 | 0 | 0 | 0 | 10563.8786 | 237 | 10 | Winter
2018-08-25 11:00 | 0.25747 | 2726.6964 | 225.5806 | 1355.4606 | 1024.9068 | 0 | 2.6325 | 1728.3209 | 236.1191 | 523.9827 | 1572.4347 | 0 | 2.453 | 0.0054441 | 0 | 0.9124 | 0 | 0 | 1940.6723 | 0 | 0 | 0 | 11340.4348 | 237 | 11 | Winter
2018-08-25 12:00 | 0.37646 | 3165.1638 | 216.039 | 1402.9316 | 1033.8874 | 0 | 2.904 | 1885.9371 | 237.7543 | 540.8664 | 1596.6214 | 0 | 2.8085 | 0.005613 | 0 | 1.0446 | 0 | 0 | 1957.9772 | 0 | 0 | 0 | 12044.3175 | 237 | 12 | Winter
2018-08-25 13:00 | 0.00016389 | 3561.8944 | 210.9183 | 1318.4832 | 1006.4208 | 0 | 2.2317 | 1972.9408 | 237.1653 | 560.7735 | 1608.9231 | 0 | 2.8424 | 0.0056626 | 0 | 1.0572 | 0 | 0 | 1957.5178 | 0 | 0 | 0 | 12441.1745 | 237 | 13 | Winter
2018-08-25 14:00 | 0 | 3887.1984 | 213.4205 | 1267.7428 | 995.6288 | 0 | 2.1572 | 1991.4446 | 233.5585 | 556.4988 | 1630.3994 | 0 | 3.1865 | 0.0057383 | 0 | 1.1853 | 0 | 0 | 1926.5464 | 0 | 0 | 0 | 12708.973 | 237 | 14 | Winter
2018-08-25 15:00 | 0.017209 | 4079.7365 | 222.6353 | 1305.3784 | 1033.7429 | 0 | 2.5662 | 1941.7585 | 228.5869 | 553.7035 | 1677.8935 | 0 | 4.2449 | 0.0057812 | 0 | 1.5789 | 0 | 0 | 1852.4953 | 0 | 0 | 0 | 12904.3437 | 237 | 15 | Winter
2018-08-25 16:00 | 0 | 4187.2446 | 243.1581 | 1398.9276 | 1106.998 | 0 | 2.8339 | 1877.2119 | 224.7818 | 468.6675 | 1739.4038 | 0 | 5.3975 | 0.0058289 | 0 | 2.0076 | 0 | 0 | 1731.4611 | 0 | 0 | 0 | 12988.0992 | 237 | 16 | Winter
2018-08-25 17:00 | 0.065229 | 4118.4497 | 277.4768 | 1506.9751 | 1174.0192 | 0 | 3.5315 | 1717.6601 | 222.6411 | 454.4438 | 1799.5126 | 0 | 6.0983 | 0.0049517 | 0 | 2.2683 | 0 | 0 | 1568.4933 | 0 | 0 | 0 | 12851.6401 | 237 | 17 | Winter
2018-08-25 18:00 | 0 | 3876.2246 | 331.5265 | 1561.2055 | 1163.1557 | 0 | 0.42112 | 1380.0828 | 221.7134 | 431.2742 | 1703.4896 | 0 | 4.6528 | 0.0057708 | 0 | 1.7306 | 0 | 0 | 1548.5105 | 0 | 0 | 0 | 12223.9931 | 237 | 18 | Winter
2018-08-25 19:00 | 0 | 3459.3296 | 432.721 | 1498.1913 | 1122.8828 | 0 | 0.58594 | 1152.311 | 280.583 | 393.9802 | 1691.7697 | 0 | 2.6209 | 0.0057691 | 0 | 0.97488 | 0 | 0 | 1613.78 | 0 | 0 | 0 | 11649.7363 | 237 | 19 | Winter
2018-08-25 20:00 | 0 | 3060.0489 | 572.5204 | 1427.2284 | 1069.1532 | 0 | 0.82438 | 956.1114 | 380.3891 | 346.7263 | 1672.4666 | 0 | 2.0259 | 0.0057145 | 0 | 0.75355 | 0 | 0 | 1609.2622 | 0 | 0 | 0 | 11097.5162 | 237 | 20 | Winter
2018-08-25 21:00 | 0 | 2726.1017 | 641.5298 | 1324.8771 | 1021.6948 | 0 | 1.096 | 797.1632 | 357.8307 | 301.4534 | 1628.8623 | 0 | 1.5176 | 0.0056477 | 0 | 0.56447 | 0 | 0 | 1572.7178 | 0 | 0 | 0 | 10375.4145 | 237 | 21 | Winter
2018-08-25 22:00 | 0 | 2400.6298 | 385.8251 | 1171.8917 | 915.2566 | 0 | 0.20759 | 669.2076 | 310.0988 | 241.4971 | 1574.5126 | 0 | 0.99653 | 0.0056008 | 0 | 0.37067 | 0 | 0 | 1533.1648 | 0 | 0 | 0 | 9203.6646 | 237 | 22 | Winter
2018-08-25 23:00 | 0.057854 | 2121.4337 | 144.1241 | 900.5362 | 870.4014 | 0 | 0.25769 | 576.3814 | 277.2913 | 194.7754 | 1537.2268 | 0 | 0.7149 | 0.0055444 | 0 | 0.26592 | 0 | 0 | 1510.4767 | 0 | 0 | 0 | 8133.9489 | 237 | 23 | Winter
2018-08-26 | 0.0026223 | 1912.0594 | 86.4659 | 655.767 | 862.3559 | 0 | 0.32945 | 496.2186 | 262.7998 | 168.4735 | 1547.7876 | 0 | 1.0085 | 0.0062189 | 0 | 0.37513 | 0 | 0 | 1161.6857 | 0 | 0 | 0 | 7155.3354 | 238 | 0 | Summer
2018-08-26 01:00 | 0.070146 | 1741.9152 | 76.6872 | 513.8447 | 856.421 | 0 | 0.34926 | 418.3119 | 249.3002 | 159.2103 | 1433.9839 | 0 | 0.41724 | 0.0068838 | 0 | 0.1552 | 0 | 0 | 1206.4834 | 0 | 0 | 0 | 6657.1564 | 238 | 1 | Summer
2018-08-26 02:00 | 0.73047 | 1580.2599 | 74.1733 | 446.5593 | 852.9193 | 0 | 0.5495 | 405.2095 | 244.8259 | 162.6789 | 1428.4635 | 0 | 0.35915 | 0.0082077 | 0 | 0.13359 | 0 | 0 | 1165.4355 | 0 | 0 | 0 | 6362.3061 | 238 | 2 | Summer
2018-08-26 03:00 | 0.71522 | 1452.2024 | 74.1733 | 435.5722 | 855.2267 | 0 | 0.76927 | 399.0338 | 240.3942 | 174.7055 | 1386.337 | 0 | 0.26175 | 0.0081399 | 0 | 0.09736 | 0 | 0 | 1142.5344 | 0 | 0 | 0 | 6162.0313 | 238 | 3 | Summer
2018-08-26 04:00 | 1.4611 | 1309.4234 | 74.4586 | 443.398 | 872.7486 | 0 | 0.86308 | 397.3453 | 245.2132 | 189.309 | 1354.223 | 0 | 0.050842 | 0.0088385 | 0 | 0.018911 | 0 | 0 | 1154.8005 | 0 | 0 | 0 | 6043.3224 | 238 | 4 | Summer
2018-08-26 05:00 | 1.8294 | 1177.6239 | 80.2752 | 507.8298 | 892.0345 | 0 | 1.0744 | 449.4586 | 254.5996 | 212.7949 | 1320.3145 | 0 | 0.15585 | 0.0085242 | 0 | 0.057969 | 0 | 0 | 1153.283 | 0 | 0 | 0 | 6051.34 | 238 | 5 | Summer
2018-08-26 06:00 | 2.1811 | 1095.3217 | 117.778 | 714.0477 | 905.0937 | 0 | 3.0426 | 466.1793 | 182.4692 | 256.9473 | 1265.2896 | 0 | 0.32297 | 0.008008 | 0 | 0.12013 | 0 | 0 | 1122.7164 | 0 | 0 | 0 | 6131.5178 | 238 | 6 | Summer
2018-08-26 07:00 | 1.8125 | 1219.6011 | 184.0985 | 997.4429 | 933.3461 | 0 | 9.8074 | 616.9667 | 122.4289 | 283.8522 | 1235.7193 | 0 | 0.55606 | 0.0067877 | 0 | 0.20683 | 0 | 0 | 1095.2544 | 0 | 0 | 0 | 6701.0998 | 238 | 7 | Summer
2018-08-26 08:00 | 1.122 | 1579.3043 | 235.6939 | 1231.3067 | 986.69 | 0 | 5.5454 | 778.8506 | 141.5982 | 395.2131 | 1274.5439 | 0 | 1.058 | 0.0070068 | 0 | 0.39352 | 0 | 0 | 1098.1516 | 0 | 0 | 0 | 7729.4782 | 238 | 8 | Summer
2018-08-26 09:00 | 0.7244 | 2063.6986 | 254.7931 | 1341.2504 | 1018.4285 | 0 | 4.0948 | 1023.4409 | 161.0525 | 431.5032 | 1292.3003 | 0 | 1.8503 | 0.0063965 | 0 | 0.68823 | 0 | 0 | 1085.7202 | 0 | 0 | 0 | 8679.5518 | 238 | 9 | Summer
2018-08-26 10:00 | 0.4353 | 2577.3724 | 248.1459 | 1326.8762 | 1020.9761 | 0 | 3.1083 | 1267.342 | 179.0733 | 457.6932 | 1307.9755 | 0 | 2.5026 | 0.0066954 | 0 | 0.93086 | 0 | 0 | 1078.1829 | 0 | 0 | 0 | 9470.6212 | 238 | 10 | Summer
2018-08-26 11:00 | 0.16799 | 3057.4881 | 227.3258 | 1357.242 | 1025.2649 | 0 | 2.6707 | 1480.166 | 193.0188 | 486.5431 | 1336.1135 | 0 | 3.1239 | 0.0066692 | 0 | 1.162 | 0 | 0 | 1063.8774 | 0 | 0 | 0 | 10234.1709 | 238 | 11 | Summer
2018-08-26 12:00 | 0.39514 | 3483.7643 | 217.7373 | 1407.9759 | 1033.8632 | 0 | 2.7361 | 1634.2214 | 201.1859 | 505.4152 | 1389.5217 | 0 | 3.8171 | 0.0066189 | 0 | 1.4198 | 0 | 0 | 1030.8791 | 0 | 0 | 0 | 10912.9388 | 238 | 12 | Summer
2018-08-26 13:00 | 0 | 3908.9008 | 212.4651 | 1307.5093 | 1006.3983 | 0 | 2.0194 | 1746.9368 | 204.7678 | 518.7743 | 1431.3216 | 0 | 3.8834 | 0.0067142 | 0 | 1.4445 | 0 | 0 | 1021.1641 | 0 | 0 | 0 | 11365.5921 | 238 | 13 | Summer
2018-08-26 14:00 | 0 | 4259.4055 | 214.2513 | 1261.1126 | 995.7975 | 0 | 1.9154 | 1804.7378 | 202.6548 | 523.399 | 1476.7756 | 0 | 3.9695 | 0.0067864 | 0 | 1.4765 | 0 | 0 | 1010.9198 | 0 | 0 | 0 | 11756.4221 | 238 | 14 | Summer
2018-08-26 15:00 | 0 | 4524.0544 | 222.2023 | 1290.7863 | 1033.6645 | 0 | 1.8961 | 1799.7948 | 195.0255 | 526.8076 | 1515.5957 | 0 | 4.1403 | 0.0068055 | 0 | 1.54 | 0 | 0 | 987.3475 | 0 | 0 | 0 | 12102.8619 | 238 | 15 | Summer
2018-08-26 16:00 | 0.0081946 | 4695.5978 | 242.903 | 1380.5268 | 1107.2531 | 0 | 1.9495 | 1760.1491 | 185.1339 | 450.094 | 1543.615 | 0 | 4.4475 | 0.005934 | 0 | 1.6543 | 0 | 0 | 940.2692 | 0 | 0 | 0 | 12313.6075 | 238 | 16 | Summer
2018-08-26 17:00 | 0.0091779 | 4737.3787 | 275.1661 | 1529.2547 | 1173.8222 | 0 | 2.5728 | 1655.5979 | 174.3911 | 441.2048 | 1567.1445 | 0 | 3.8642 | 0.0058271 | 0 | 1.4373 | 0 | 0 | 876.6502 | 0 | 0 | 0 | 12438.4998 | 238 | 17 | Summer
2018-08-26 18:00 | 0 | 4495.6176 | 329.4306 | 1570.76 | 1162.0917 | 0 | 0.72664 | 1309.254 | 163.6487 | 419.7249 | 1577.983 | 0 | 4.6247 | 0.0059098 | 0 | 1.7202 | 0 | 0 | 894.715 | 0 | 0 | 0 | 11930.3031 | 238 | 18 | Summer
2018-08-26 19:00 | 0 | 4007.2051 | 430.6188 | 1501.9403 | 1122.6792 | 0 | 1.0896 | 1083.3418 | 212.1151 | 386.2394 | 1554.2518 | 0 | 4.6847 | 0.0059272 | 0 | 1.7425 | 0 | 0 | 925.1997 | 0 | 0 | 0 | 11231.1142 | 238 | 19 | Summer
2018-08-26 20:00 | 0.028026 | 3509.1843 | 572.1967 | 1424.0783 | 1069.5842 | 0 | 1.4449 | 892.5713 | 303.391 | 341.958 | 1519.4175 | 0 | 3.9056 | 0.0058819 | 0 | 1.4527 | 0 | 0 | 927.7575 | 0 | 0 | 0 | 10566.976 | 238 | 20 | Summer
2018-08-26 21:00 | 0 | 3142.1265 | 638.916 | 1315.1237 | 1022.0605 | 0 | 2.0573 | 776.6583 | 292.6365 | 299.7908 | 1470.4934 | 0 | 3.2504 | 0.005812 | 0 | 1.209 | 0 | 0 | 928.5838 | 0 | 0 | 0 | 9892.9121 | 238 | 21 | Summer
2018-08-26 22:00 | 0 | 2799.5104 | 376.1387 | 1130.0062 | 914.885 | 0 | 0.22843 | 691.9795 | 281.5891 | 243.5612 | 1418.4501 | 0 | 2.5344 | 0.0058033 | 0 | 0.94268 | 0 | 0 | 960.8901 | 0 | 0 | 0 | 8820.7215 | 238 | 22 | Summer
2018-08-26 23:00 | 0.00016389 | 2495.5625 | 142.9032 | 878.67 | 870.5131 | 0 | 0.27277 | 625.439 | 269.824 | 199.1913 | 1382.3069 | 0 | 1.7888 | 0.006537 | 0 | 0.66535 | 0 | 0 | 1055.6512 | 0 | 0 | 0 | 7922.7947 | 238 | 23 | Summer
2018-08-27 | 0.0044251 | 2252.7776 | 86.2261 | 645.9116 | 862.2888 | 0 | 0.32873 | 546.7103 | 256.914 | 169.6851 | 1411.705 | 0 | 1.0008 | 0.0063444 | 0 | 0.37224 | 0 | 0 | 1152.6756 | 0 | 0 | 0 | 7386.6066 | 239 | 0 | Spring
2018-08-27 01:00 | 0.13669 | 2051.3023 | 76.5752 | 505.3229 | 856.3048 | 0 | 0.32386 | 479.4929 | 269.2644 | 166.9524 | 1478.6727 | 0 | 0.41182 | 0.0069464 | 0 | 0.15318 | 0 | 0 | 1191.7848 | 0 | 0 | 0 | 7076.7048 | 239 | 1 | Spring
2018-08-27 02:00 | 0.71359 | 1864.4044 | 74.3718 | 449.9385 | 853.0022 | 0 | 0.49198 | 480.204 | 266.4136 | 158.8143 | 1445.5497 | 0 | 0.3558 | 0.0083249 | 0 | 0.13234 | 0 | 0 | 1154.105 | 0 | 0 | 0 | 6748.5054 | 239 | 2 | Spring
2018-08-27 03:00 | 1.0042 | 1702.6816 | 74.3718 | 437.3274 | 855.3508 | 0 | 0.64974 | 494.8206 | 267.6611 | 159.0628 | 1409.3309 | 0 | 0.25894 | 0.0082616 | 0 | 0.096314 | 0 | 0 | 1133.2015 | 0 | 0 | 0 | 6535.8259 | 239 | 3 | Spring
2018-08-27 04:00 | 2.6778 | 1532.4221 | 74.4997 | 525.0163 | 869.9628 | 0 | 1.1622 | 524.6066 | 278.4037 | 185.6049 | 1411.4274 | 0 | 0.05038 | 0.0089519 | 0 | 0.018739 | 0 | 0 | 1146.5892 | 0 | 0 | 0 | 6552.4506 | 239 | 4 | Spring
2018-08-27 05:00 | 2.9605 | 1389.5139 | 84.6838 | 733.2501 | 884.0494 | 0 | 1.9138 | 662.8705 | 308.5144 | 227.6976 | 1470.7989 | 0 | 0.15503 | 0.0088875 | 0 | 0.057665 | 0 | 0 | 1148.3538 | 0 | 0 | 0 | 6914.8282 | 239 | 5 | Spring
2018-08-27 06:00 | 3.871 | 1305.9632 | 168.8743 | 1023.6709 | 904.2579 | 0 | 3.9846 | 794.5022 | 281.6082 | 353.9262 | 1780.4513 | 0 | 0.32314 | 0.008291 | 0 | 0.12019 | 0 | 0 | 1122.0976 | 0 | 0 | 0 | 7743.659 | 239 | 6 | Spring
2018-08-27 07:00 | 3.0931 | 1414.1146 | 229.3465 | 1235.0233 | 945.9532 | 0 | 9.9391 | 1104.1521 | 281.8143 | 408.5033 | 2019.3027 | 0 | 0.5532 | 0.0070156 | 0 | 0.20577 | 0 | 0 | 1089.3401 | 0 | 0 | 0 | 8741.3482 | 239 | 7 | Spring
2018-08-27 08:00 | 1.1161 | 1730.1697 | 220.6784 | 1215.4797 | 982.9757 | 0 | 2.8891 | 1472.9847 | 373.0294 | 542.2874 | 2261.935 | 0 | 1.0535 | 0.0064319 | 0 | 0.39188 | 0 | 0 | 1093.5674 | 0 | 0 | 0 | 9898.5644 | 239 | 8 | Spring
2018-08-27 09:00 | 0.65688 | 2189.2103 | 208.2925 | 1228.7294 | 1004.8085 | 0 | 2.6776 | 1840.5215 | 427.8536 | 607.1149 | 2474.5644 | 0 | 1.8234 | 0.0064589 | 0 | 0.67825 | 0 | 0 | 1070.1883 | 0 | 0 | 0 | 11057.1261 | 239 | 9 | Spring
2018-08-27 10:00 | 0.49217 | 2724.9957 | 195.3742 | 1269.0118 | 1005.6109 | 0 | 1.9327 | 2180.6125 | 455.0172 | 644.0933 | 2638.6234 | 0 | 2.4491 | 0.0064147 | 0 | 0.91098 | 0 | 0 | 1055.1501 | 0 | 0 | 0 | 12174.2803 | 239 | 10 | Spring
2018-08-27 11:00 | 0.31254 | 3246.7511 | 181.0938 | 1257.4694 | 1008.004 | 0 | 1.11 | 2404.9988 | 462.3411 | 660.9477 | 2689.9497 | 0 | 3.109 | 0.0064133 | 0 | 1.1564 | 0 | 0 | 1058.8028 | 0 | 0 | 0 | 12976.0528 | 239 | 11 | Spring
2018-08-27 12:00 | 0.53363 | 3686.6065 | 173.8348 | 1221.8388 | 1015.2849 | 0 | 0.91447 | 2498.2937 | 458.7746 | 648.5635 | 2668.8794 | 0 | 3.8332 | 0.0063381 | 0 | 1.4258 | 0 | 0 | 1035.3243 | 0 | 0 | 0 | 13414.114 | 239 | 12 | Spring
2018-08-27 13:00 | 0 | 4062.1858 | 168.6362 | 1109.8541 | 987.6966 | 0 | 0.88977 | 2534.3046 | 445.1313 | 635.2336 | 2591.4688 | 0 | 3.936 | 0.0063218 | 0 | 1.464 | 0 | 0 | 1034.9499 | 0 | 0 | 0 | 13575.757 | 239 | 13 | Spring
2018-08-27 14:00 | 0.047201 | 4391.0255 | 168.9578 | 1042.9086 | 976.8217 | 0 | 0.72174 | 2510.8348 | 418.8248 | 617.4596 | 2459.3874 | 0 | 4.0198 | 0.0063191 | 0 | 1.4952 | 0 | 0 | 1023.7456 | 0 | 0 | 0 | 13616.256 | 239 | 14 | Spring
2018-08-27 15:00 | 0 | 4638.835 | 182.4672 | 1101.5356 | 1012.3802 | 0 | 0.8939 | 2429.6326 | 385.6986 | 612.9616 | 2331.3537 | 0 | 4.2267 | 0.0063056 | 0 | 1.5722 | 0 | 0 | 1007.994 | 0 | 0 | 0 | 13709.5575 | 239 | 15 | Spring
2018-08-27 16:00 | 0 | 4805.6238 | 209.4803 | 1314.5933 | 1084.6014 | 0 | 1.0754 | 2294.896 | 353.0903 | 527.6314 | 2232.2851 | 0 | 4.5849 | 0.0063242 | 0 | 1.7054 | 0 | 0 | 969.2798 | 0 | 0 | 0 | 13798.8532 | 239 | 16 | Spring
2018-08-27 17:00 | 0 | 4836.5042 | 252.751 | 1507.7904 | 1153.3486 | 0 | 1.2892 | 2094.3268 | 320.7475 | 514.4459 | 2151.4078 | 0 | 4.0251 | 0.0063757 | 0 | 1.4972 | 0 | 0 | 913.0144 | 0 | 0 | 0 | 13751.1545 | 239 | 17 | Spring
2018-08-27 18:00 | 0 | 4593.1475 | 315.3666 | 1550.5391 | 1149.5396 | 0 | 0.4332 | 1601.1447 | 294.2638 | 497.7759 | 1943.3843 | 0 | 4.7669 | 0.0064397 | 0 | 1.7731 | 0 | 0 | 922.16 | 0 | 0 | 0 | 12874.3011 | 239 | 18 | Spring
2018-08-27 19:00 | 0.051954 | 4086.3615 | 414.3038 | 1520.3605 | 1111.1672 | 0 | 0.68797 | 1313.5547 | 334.0689 | 461.0729 | 1848.5741 | 0 | 4.8371 | 0.0064718 | 0 | 1.7992 | 0 | 0 | 955.2317 | 0 | 0 | 0 | 12052.0779 | 239 | 19 | Spring
2018-08-27 20:00 | 0.015242 | 3604.0103 | 551.1915 | 1455.8711 | 1062.0195 | 0 | 0.98925 | 1066.1136 | 416.4657 | 385.2326 | 1750.6585 | 0 | 4.0041 | 0.0064739 | 0 | 1.4894 | 0 | 0 | 951.1257 | 0 | 0 | 0 | 11249.1929 | 239 | 20 | Spring
2018-08-27 21:00 | 0 | 3248.4339 | 608.9272 | 1356.1766 | 1014.7581 | 0 | 1.2802 | 805.4425 | 384.8617 | 310.3148 | 1662.7357 | 0 | 3.2787 | 0.0064743 | 0 | 1.2195 | 0 | 0 | 936.8542 | 0 | 0 | 0 | 10334.2896 | 239 | 21 | Spring
2018-08-27 22:00 | 0.0068835 | 2926.41 | 343.9832 | 1148.5798 | 911.0998 | 0 | 0.39366 | 701.5425 | 331.3201 | 254.1121 | 1607.0486 | 0 | 2.5178 | 0.0064564 | 0 | 0.9365 | 0 | 0 | 954.4918 | 0 | 0 | 0 | 9182.4492 | 239 | 22 | Spring
2018-08-27 23:00 | 0 | 2630.1541 | 129.9682 | 837.2903 | 872.1226 | 0 | 0.21365 | 624.6889 | 297.0778 | 221.0551 | 1570.8808 | 0 | 1.7663 | 0.0063669 | 0 | 0.65699 | 0 | 0 | 1042.3712 | 0 | 0 | 0 | 8228.2523 | 239 | 23 | Spring
2018-08-28 | 0 | 2389.5443 | 82.7352 | 634.1738 | 864.1157 | 0 | 0.18315 | 521.6308 | 279.5629 | 186.3763 | 1506.0013 | 0 | 0.37751 | 0.0054354 | 0 | 0.14042 | 0 | 0 | 1426.5975 | 0 | 0 | 0 | 7891.4443 | 240 | 0 | Summer Peak
2018-08-28 01:00 | 0.027862 | 2197.5789 | 75.8276 | 512.0567 | 858.6983 | 0 | 0.25978 | 466.3919 | 269.2644 | 165.2492 | 1478.6727 | 0 | 0.2487 | 0.0053878 | 0 | 0.092508 | 0 | 0 | 1475.1033 | 0 | 0 | 0 | 7499.4772 | 240 | 1 | Summer Peak
2018-08-28 02:00 | 0.52757 | 2003.6824 | 74.3718 | 443.6508 | 854.5955 | 0 | 0.42245 | 461.0652 | 266.4136 | 157.2904 | 1445.5497 | 0 | 0.11994 | 0.0061227 | 0 | 0.044612 | 0 | 0 | 1533.0283 | 0 | 0 | 0 | 7240.7682 | 240 | 2 | Summer Peak
2018-08-28 03:00 | 0.61099 | 1824.0006 | 74.3718 | 443.718 | 856.7552 | 0 | 0.62483 | 475.7262 | 267.6611 | 160.559 | 1409.3309 | 0 | 0.15964 | 0.0060366 | 0 | 0.059379 | 0 | 0 | 1570.0396 | 0 | 0 | 0 | 7083.6234 | 240 | 3 | Summer Peak
2018-08-28 04:00 | 1.8697 | 1641.5775 | 74.498 | 503.8939 | 869.95 | 0 | 1.253 | 507.2932 | 278.4037 | 186.0705 | 1411.4274 | 0 | 0.090995 | 0.0060969 | 0 | 0.033847 | 0 | 0 | 1677.4692 | 0 | 0 | 0 | 7153.8369 | 240 | 4 | Summer Peak
2018-08-28 05:00 | 2.0147 | 1506.8485 | 85.2019 | 717.384 | 883.4714 | 0 | 1.7948 | 644.7194 | 308.5144 | 227.873 | 1470.7989 | 0 | 0.38446 | 0.0060655 | 0 | 0.143 | 0 | 0 | 1812.9025 | 0 | 0 | 0 | 7662.057 | 240 | 5 | Summer Peak
2018-08-28 06:00 | 2.3273 | 1417.9428 | 168.8785 | 1030.0284 | 904.3149 | 0 | 3.6824 | 809.0338 | 290.3288 | 356.1929 | 1780.4513 | 0 | 0.99659 | 0.0059669 | 0 | 0.37069 | 0 | 0 | 1804.956 | 0 | 0 | 0 | 8569.5106 | 240 | 6 | Summer Peak
2018-08-28 07:00 | 2.1073 | 1566.7786 | 231.3573 | 1178.9616 | 946.3836 | 0 | 7.5213 | 1186.7432 | 281.8143 | 407.4574 | 2019.3027 | 0 | 1.7821 | 0.0058766 | 0 | 0.66287 | 0 | 0 | 1813.3838 | 0 | 0 | 0 | 9644.2619 | 240 | 7 | Summer Peak
2018-08-28 08:00 | 0.82192 | 1917.313 | 223.6232 | 1188.6668 | 983.8513 | 0 | 4.4205 | 1502.2369 | 373.0294 | 542.9949 | 2261.935 | 0 | 1.9239 | 0.0051326 | 0 | 0.71559 | 0 | 0 | 1877.0759 | 0 | 0 | 0 | 10878.6133 | 240 | 8 | Summer Peak
2018-08-28 09:00 | 0.61492 | 2409.4555 | 208.9335 | 1209.5057 | 1005.4733 | 0 | 2.9958 | 1889.9954 | 427.8536 | 606.9869 | 2474.5644 | 0 | 1.7412 | 0.0051209 | 0 | 0.64767 | 0 | 0 | 1902.3238 | 0 | 0 | 0 | 12141.0968 | 240 | 9 | Summer Peak
2018-08-28 10:00 | 0.39924 | 2944.397 | 196.0758 | 1281.9068 | 1006.1653 | 0 | 1.9374 | 2252.678 | 455.0172 | 645.5184 | 2638.6234 | 0 | 1.9635 | 0.0052353 | 0 | 0.73032 | 0 | 0 | 1887.211 | 0 | 0 | 0 | 13312.6284 | 240 | 10 | Summer Peak
2018-08-28 11:00 | 0.19782 | 3409.3171 | 181.6167 | 1286.6019 | 1008.4865 | 0 | 1.0439 | 2486.2864 | 462.3411 | 662.1784 | 2689.9497 | 0 | 2.4199 | 0.005208 | 0 | 0.90009 | 0 | 0 | 1914.4283 | 0 | 0 | 0 | 14105.773 | 240 | 11 | Summer Peak
2018-08-28 12:00 | 0.43595 | 3857.7334 | 174.3514 | 1211.7133 | 1016.0554 | 0 | 0.70133 | 2604.2095 | 458.7746 | 648.8799 | 2668.8794 | 0 | 2.7699 | 0.005207 | 0 | 1.0303 | 0 | 0 | 1931.098 | 0 | 0 | 0 | 14576.6377 | 240 | 12 | Summer Peak
2018-08-28 13:00 | 0 | 4273.0682 | 168.6222 | 1085.2112 | 987.67 | 0 | 0.68354 | 2656.9377 | 445.1313 | 635.7684 | 2591.4688 | 0 | 2.8218 | 0.0052394 | 0 | 1.0496 | 0 | 0 | 1943.6792 | 0 | 0 | 0 | 14792.1171 | 240 | 13 | Summer Peak
2018-08-28 14:00 | 0.0011472 | 4582.3116 | 170.1761 | 1034.736 | 977.4411 | 0 | 0.64175 | 2627.3743 | 418.8248 | 621.1413 | 2459.3874 | 0 | 3.1982 | 0.0052985 | 0 | 1.1896 | 0 | 0 | 1933.4524 | 0 | 0 | 0 | 14829.8809 | 240 | 14 | Summer Peak
2018-08-28 15:00 | 0.041956 | 4803.7417 | 184.547 | 1125.3448 | 1013.6613 | 0 | 0.77003 | 2525.9714 | 385.6986 | 612.6111 | 2331.3537 | 0 | 4.2817 | 0.0053537 | 0 | 1.5926 | 0 | 0 | 1868.3843 | 0 | 0 | 0 | 14858.0055 | 240 | 15 | Summer Peak
2018-08-28 16:00 | 0.0042612 | 4943.5573 | 208.9594 | 1297.3067 | 1084.6723 | 0 | 0.79284 | 2365.9901 | 353.0903 | 528.0099 | 2232.2851 | 0 | 5.5164 | 0.005398 | 0 | 2.0519 | 0 | 0 | 1769.4874 | 0 | 0 | 0 | 14791.7291 | 240 | 16 | Summer Peak
2018-08-28 17:00 | 0 | 4918.7926 | 253.2765 | 1509.2512 | 1155.2418 | 0 | 0.99029 | 2116.1118 | 320.7475 | 516.708 | 2151.4078 | 0 | 6.3063 | 0.0054677 | 0 | 2.3457 | 0 | 0 | 1621.859 | 0 | 0 | 0 | 14573.0441 | 240 | 17 | Summer Peak
2018-08-28 18:00 | 0 | 4659.8575 | 314.2282 | 1534.7179 | 1150.3135 | 0 | 0.51599 | 1611.0088 | 294.2638 | 495.3104 | 1943.3843 | 0 | 4.792 | 0.0055096 | 0 | 1.7824 | 0 | 0 | 1594.8375 | 0 | 0 | 0 | 13605.018 | 240 | 18 | Summer Peak
2018-08-28 19:00 | 0 | 4146.4477 | 412.4333 | 1479.5702 | 1111.6446 | 0 | 0.75993 | 1288.272 | 334.666 | 462.3195 | 1848.5741 | 0 | 2.6854 | 0.0054957 | 0 | 0.99884 | 0 | 0 | 1653.416 | 0 | 0 | 0 | 12741.793 | 240 | 19 | Summer Peak
2018-08-28 20:00 | 0 | 3648.2853 | 547.59 | 1400.3526 | 1062.1384 | 0 | 0.90915 | 999.7258 | 416.4657 | 385.865 | 1750.6585 | 0 | 2.0297 | 0.0053782 | 0 | 0.75495 | 0 | 0 | 1612.1128 | 0 | 0 | 0 | 11826.8932 | 240 | 20 | Summer Peak
2018-08-28 21:00 | 0.053265 | 3282.092 | 606.4983 | 1331.7025 | 1015.0862 | 0 | 1.248 | 843.3253 | 384.8617 | 309.4231 | 1662.7357 | 0 | 1.4794 | 0.0054155 | 0 | 0.55027 | 0 | 0 | 1533.0871 | 0 | 0 | 0 | 10972.1483 | 240 | 21 | Summer Peak
2018-08-28 22:00 | 0.044251 | 2961.3814 | 345.1945 | 1163.0886 | 911.0069 | 0 | 0.36386 | 735.9492 | 331.3201 | 254.3348 | 1607.0486 | 0 | 0.95131 | 0.0053886 | 0 | 0.35385 | 0 | 0 | 1464.5078 | 0 | 0 | 0 | 9775.5505 | 240 | 22 | Summer Peak
2018-08-28 23:00 | 0.0039334 | 2659.6493 | 132.123 | 874.7574 | 872.0697 | 0 | 0.20109 | 652.9963 | 297.0778 | 219.5962 | 1570.8808 | 0 | 0.67909 | 0.0053261 | 0 | 0.25259 | 0 | 0 | 1434.6656 | 0 | 0 | 0 | 8714.9581 | 240 | 23 | Summer Peak
2018-08-29 | 0.068179 | 2414.4041 | 83.354 | 664.218 | 863.9076 | 0 | 0.20442 | 544.1817 | 279.5629 | 186.8693 | 1506.0013 | 0 | 0.37624 | 0.0051938 | 0 | 0.13994 | 0 | 0 | 1423.1026 | 0 | 0 | 0 | 7966.3953 | 241 | 0 | Spring
2018-08-29 01:00 | 0.20634 | 2223.6512 | 75.9618 | 506.2447 | 858.3796 | 0 | 0.24889 | 483.8144 | 269.5307 | 167.0707 | 1478.1194 | 0 | 0.24616 | 0.0058708 | 0 | 0.091562 | 0 | 0 | 1460.8848 | 0 | 0 | 0 | 7524.4563 | 241 | 1 | Spring
2018-08-29 02:00 | 0.84339 | 2034.3182 | 74.3718 | 451.3934 | 854.2263 | 0 | 0.38785 | 482.4711 | 266.5492 | 156.4914 | 1447.265 | 0 | 0.11655 | 0.0057712 | 0 | 0.043352 | 0 | 0 | 1494.5245 | 0 | 0 | 0 | 7263.0076 | 241 | 2 | Spring
2018-08-29 03:00 | 1.1404 | 1862.0722 | 74.3718 | 429.0747 | 856.2177 | 0 | 0.61835 | 500.8954 | 267.6032 | 160.5707 | 1413.0391 | 0 | 0.15553 | 0.0058502 | 0 | 0.05785 | 0 | 0 | 1527.6052 | 0 | 0 | 0 | 7093.428 | 241 | 3 | Spring
2018-08-29 04:00 | 2.3884 | 1686.7584 | 74.5011 | 513.5005 | 869.8636 | 0 | 1.174 | 540.8555 | 278.1847 | 185.9624 | 1415.1073 | 0 | 0.0873 | 0.0058311 | 0 | 0.032472 | 0 | 0 | 1610.5926 | 0 | 0 | 0 | 7179.014 | 241 | 4 | Spring
2018-08-29 05:00 | 2.7957 | 1537.5028 | 85.2665 | 691.1357 | 883.8188 | 0 | 2.0493 | 688.3346 | 307.9248 | 227.5145 | 1475.7673 | 0 | 0.3666 | 0.006431 | 0 | 0.13636 | 0 | 0 | 1727.3305 | 0 | 0 | 0 | 7629.9499 | 241 | 5 | Spring
2018-08-29 06:00 | 3.8279 | 1390.2169 | 170.3347 | 1047.4812 | 904.241 | 0 | 4.2714 | 826.0263 | 296.263 | 354.2938 | 1785.7752 | 0 | 0.95369 | 0.0057197 | 0 | 0.35473 | 0 | 0 | 1727.1354 | 0 | 0 | 0 | 8511.1809 | 241 | 6 | Spring
2018-08-29 07:00 | 4.4947 | 1444.3216 | 232.2952 | 1209.7224 | 946.6522 | 0 | 8.1881 | 1138.8656 | 278.5193 | 407.9598 | 2023.3511 | 0 | 1.7312 | 0.0057202 | 0 | 0.64394 | 0 | 0 | 1761.1344 | 0 | 0 | 0 | 9457.8851 | 241 | 7 | Spring
2018-08-29 08:00 | 2.9102 | 1681.8134 | 224.1343 | 1209.2985 | 983.6588 | 0 | 5.07 | 1395.7703 | 369.4996 | 542.558 | 2264.4618 | 0 | 1.9118 | 0.0054426 | 0 | 0.71111 | 0 | 0 | 1865.6115 | 0 | 0 | 0 | 10547.4145 | 241 | 8 | Spring
2018-08-29 09:00 | 2.7439 | 2009.5289 | 209.9153 | 1238.4461 | 1005.1992 | 0 | 3.4483 | 1667.1019 | 426.6044 | 603.7548 | 2475.1843 | 0 | 1.7848 | 0.0058528 | 0 | 0.66388 | 0 | 0 | 1950.2529 | 0 | 0 | 0 | 11594.6343 | 241 | 9 | Spring
2018-08-29 10:00 | 1.574 | 2355.9766 | 196.3255 | 1240.3786 | 1005.8933 | 0 | 2.3166 | 1922.8534 | 454.7504 | 643.5381 | 2637.8932 | 0 | 1.9798 | 0.0052034 | 0 | 0.73641 | 0 | 0 | 1902.7366 | 0 | 0 | 0 | 12366.9576 | 241 | 10 | Spring
2018-08-29 11:00 | 0.95762 | 2720.0757 | 181.5669 | 1232.383 | 1008.3555 | 0 | 1.4209 | 2115.9497 | 462.2977 | 656.0802 | 2687.0461 | 0 | 2.473 | 0.0052733 | 0 | 0.91984 | 0 | 0 | 1956.3917 | 0 | 0 | 0 | 13025.923 | 241 | 11 | Spring
2018-08-29 12:00 | 1.0668 | 3136.8591 | 174.7635 | 1174.3904 | 1015.8421 | 0 | 0.97823 | 2247.6732 | 458.7655 | 646.6594 | 2665.3095 | 0 | 2.8669 | 0.0052875 | 0 | 1.0664 | 0 | 0 | 1998.5255 | 0 | 0 | 0 | 13524.7719 | 241 | 12 | Spring
2018-08-29 13:00 | 0.22257 | 3547.4404 | 168.5041 | 1099.2614 | 987.5269 | 0 | 0.87806 | 2311.0635 | 445.1259 | 632.8505 | 2588.0229 | 0 | 2.9298 | 0.005339 | 0 | 1.0898 | 0 | 0 | 2017.7706 | 0 | 0 | 0 | 13802.6917 | 241 | 13 | Spring
2018-08-29 14:00 | 0.068015 | 3909.0898 | 170.5185 | 1043.4623 | 977.1532 | 0 | 0.74247 | 2289.6674 | 418.8259 | 616.429 | 2455.1169 | 0 | 3.3256 | 0.006058 | 0 | 1.237 | 0 | 0 | 2010.5372 | 0 | 0 | 0 | 13896.1793 | 241 | 14 | Spring
2018-08-29 15:00 | 0.033434 | 4202.618 | 183.8525 | 1113.7602 | 1012.7781 | 0 | 0.85659 | 2183.5788 | 385.6988 | 610.4772 | 2324.7236 | 0 | 4.4885 | 0.0061277 | 0 | 1.6695 | 0 | 0 | 1958.6481 | 0 | 0 | 0 | 13983.1895 | 241 | 15 | Spring
2018-08-29 16:00 | 0.0039334 | 4344.9774 | 209.0729 | 1301.8792 | 1083.917 | 0 | 0.97364 | 2017.1487 | 353.0911 | 525.8111 | 2227.1223 | 0 | 5.8152 | 0.0053687 | 0 | 2.163 | 0 | 0 | 1865.5702 | 0 | 0 | 0 | 13937.551 | 241 | 16 | Spring
2018-08-29 17:00 | 0.014259 | 4311.7591 | 255.2538 | 1486.0671 | 1154.3666 | 0 | 1.1096 | 1788.7099 | 320.7329 | 511.7946 | 2146.2553 | 0 | 6.7093 | 0.0054066 | 0 | 2.4956 | 0 | 0 | 1725.5447 | 0 | 0 | 0 | 13710.8181 | 241 | 17 | Spring
2018-08-29 18:00 | 0 | 4010.6297 | 314.4862 | 1555.0998 | 1148.2862 | 0 | 0.52363 | 1339.5248 | 294.2506 | 493.6797 | 1940.5028 | 0 | 5.1196 | 0.005451 | 0 | 1.9043 | 0 | 0 | 1703.6994 | 0 | 0 | 0 | 12807.7122 | 241 | 18 | Spring
2018-08-29 19:00 | 0.022617 | 3493.8013 | 413.6455 | 1499.3246 | 1111.2305 | 0 | 0.79308 | 1062.9649 | 339.215 | 459.121 | 1848.2312 | 0 | 2.8217 | 0.0054749 | 0 | 1.0496 | 0 | 0 | 1737.3654 | 0 | 0 | 0 | 11969.5919 | 241 | 19 | Spring
2018-08-29 20:00 | 0.01475 | 3058.7259 | 550.5418 | 1438.0456 | 1061.8605 | 0 | 1.0615 | 839.4978 | 417.1344 | 382.518 | 1751.6789 | 0 | 2.1243 | 0.0054206 | 0 | 0.79014 | 0 | 0 | 1687.4377 | 0 | 0 | 0 | 11191.4368 | 241 | 20 | Spring
2018-08-29 21:00 | 0.11095 | 2737.4892 | 612.8492 | 1353.2438 | 1015.689 | 0 | 1.4064 | 720.1096 | 387.699 | 306.9962 | 1664.9398 | 0 | 1.5452 | 0.0054123 | 0 | 0.57474 | 0 | 0 | 1600.818 | 0 | 0 | 0 | 10403.4766 | 241 | 21 | Spring
2018-08-29 22:00 | 0.060312 | 2408.2753 | 345.2174 | 1186.2668 | 911.2084 | 0 | 0.45568 | 626.2897 | 335.0447 | 252.8439 | 1608.5537 | 0 | 0.98909 | 0.0053661 | 0 | 0.3679 | 0 | 0 | 1521.9803 | 0 | 0 | 0 | 9197.5586 | 241 | 22 | Spring
2018-08-29 23:00 | 0.31484 | 2112.8683 | 130.5994 | 870.5907 | 872.0866 | 0 | 0.49019 | 553.5427 | 299.0849 | 217.9959 | 1571.5875 | 0 | 0.70674 | 0.0054608 | 0 | 0.26288 | 0 | 0 | 1492.9719 | 0 | 0 | 0 | 8123.1082 | 241 | 23 | Spring
2018-08-30 | 0.83716 | 1893.9014 | 83.2389 | 641.5748 | 864.1243 | 0 | 0.64702 | 458.0416 | 280.4149 | 183.8304 | 1504.9675 | 0 | 0.38773 | 0.0060283 | 0 | 0.14422 | 0 | 0 | 1466.703 | 0 | 0 | 0 | 7378.819 | 242 | 0 | Spring
2018-08-30 01:00 | 1.3595 | 1698.9586 | 75.996 | 508.2841 | 858.6108 | 0 | 0.5426 | 407.221 | 269.4249 | 165.0048 | 1473.6582 | 0 | 0.25283 | 0.0059964 | 0 | 0.094041 | 0 | 0 | 1501.8908 | 0 | 0 | 0 | 6961.3042 | 242 | 1 | Spring
2018-08-30 02:00 | 2.3137 | 1509.2413 | 74.3718 | 452.5247 | 854.5108 | 0 | 0.78557 | 400.8866 | 266.4829 | 155.1223 | 1441.8265 | 0 | 0.11928 | 0.0058655 | 0 | 0.044366 | 0 | 0 | 1528.94 | 0 | 0 | 0 | 6687.1757 | 242 | 2 | Spring
2018-08-30 03:00 | 2.887 | 1363.4636 | 74.3718 | 451.4448 | 856.5693 | 0 | 1.0084 | 415.5692 | 267.659 | 158.0167 | 1406.1974 | 0 | 0.15855 | 0.0059327 | 0 | 0.058975 | 0 | 0 | 1557.6539 | 0 | 0 | 0 | 6555.0645 | 242 | 3 | Spring
2018-08-30 04:00 | 4.8219 | 1201.4207 | 74.4997 | 523.0562 | 869.7467 | 0 | 1.6946 | 442.7864 | 278.3421 | 184.8665 | 1407.3925 | 0 | 0.089689 | 0.0059906 | 0 | 0.033361 | 0 | 0 | 1649.1034 | 0 | 0 | 0 | 6637.8597 | 242 | 4 | Spring
2018-08-30 05:00 | 7.1683 | 1080.6653 | 84.863 | 727.9731 | 883.6443 | 0 | 3.0895 | 555.5172 | 308.3715 | 227.1805 | 1467.7547 | 0 | 0.37179 | 0.0064424 | 0 | 0.13829 | 0 | 0 | 1753.4065 | 0 | 0 | 0 | 7100.1502 | 242 | 5 | Spring
2018-08-30 06:00 | 8.4848 | 1009.9649 | 169.2014 | 1055.9505 | 904.234 | 0 | 5.6106 | 695.6767 | 299.3542 | 352.3303 | 1778.674 | 0 | 0.96782 | 0.0057497 | 0 | 0.35999 | 0 | 0 | 1753.3337 | 0 | 0 | 0 | 8034.1487 | 242 | 6 | Spring
2018-08-30 07:00 | 8.1197 | 1068.6202 | 231.594 | 1199.4274 | 946.8447 | 0 | 9.6802 | 940.4444 | 281.5855 | 406.3909 | 2016.6886 | 0 | 1.7625 | 0.0058183 | 0 | 0.65559 | 0 | 0 | 1793.4035 | 0 | 0 | 0 | 8905.2229 | 242 | 7 | Spring
2018-08-30 08:00 | 4.1794 | 1316.4382 | 223.4531 | 1233.9001 | 983.5862 | 0 | 5.0239 | 1205.3113 | 372.73 | 540.6207 | 2256.4833 | 0 | 1.9193 | 0.0050636 | 0 | 0.7139 | 0 | 0 | 1872.9787 | 0 | 0 | 0 | 10017.3431 | 242 | 8 | Spring
2018-08-30 09:00 | 2.4641 | 1705.1424 | 210.4587 | 1240.6478 | 1005.5006 | 0 | 2.871 | 1523.5765 | 427.6349 | 604.2772 | 2463.3942 | 0 | 1.778 | 0.0058253 | 0 | 0.66133 | 0 | 0 | 1942.8034 | 0 | 0 | 0 | 11131.2159 | 242 | 9 | Spring
2018-08-30 10:00 | 1.0145 | 2166.498 | 196.6942 | 1231.7785 | 1006.212 | 0 | 1.5956 | 1833.8962 | 454.9038 | 644.3062 | 2618.467 | 0 | 2.0321 | 0.0052152 | 0 | 0.75585 | 0 | 0 | 1952.8449 | 0 | 0 | 0 | 12111.0039 | 242 | 10 | Spring
2018-08-30 11:00 | 0.39105 | 2636.8049 | 181.6226 | 1223.4635 | 1008.6307 | 0 | 1.0459 | 2051.0622 | 462.3097 | 658.9381 | 2658.9508 | 0 | 2.5361 | 0.0060023 | 0 | 0.94332 | 0 | 0 | 2006.5135 | 0 | 0 | 0 | 12893.2183 | 242 | 11 | Spring
2018-08-30 12:00 | 0.51183 | 3085.9988 | 174.3986 | 1204.7175 | 1015.912 | 0 | 0.78118 | 2168.5307 | 458.7695 | 646.9347 | 2631.5844 | 0 | 2.9323 | 0.00601 | 0 | 1.0907 | 0 | 0 | 2044.4258 | 0 | 0 | 0 | 13436.594 | 242 | 12 | Spring
2018-08-30 13:00 | 0 | 3515.7512 | 167.4656 | 1083.9327 | 987.2835 | 0 | 0.7779 | 2243.7636 | 445.1295 | 634.5852 | 2553.3824 | 0 | 2.9878 | 0.0060174 | 0 | 1.1114 | 0 | 0 | 2057.9232 | 0 | 0 | 0 | 13694.1 | 242 | 13 | Spring
2018-08-30 14:00 | 0.012292 | 3852.3242 | 168.7105 | 1028.9682 | 976.9067 | 0 | 0.73732 | 2252.5031 | 418.8265 | 616.4521 | 2425.6575 | 0 | 3.4025 | 0.0060895 | 0 | 1.2656 | 0 | 0 | 2057.0678 | 0 | 0 | 0 | 13802.8403 | 242 | 14 | Spring
2018-08-30 15:00 | 0.041465 | 4097.6921 | 182.0907 | 1093.016 | 1012.5406 | 0 | 1.051 | 2181.8665 | 385.699 | 611.1208 | 2306.359 | 0 | 4.5684 | 0.006107 | 0 | 1.6993 | 0 | 0 | 1993.4124 | 0 | 0 | 0 | 13871.1634 | 242 | 15 | Spring
2018-08-30 16:00 | 0 | 4106.5824 | 209.9477 | 1297.4815 | 1084.7767 | 0 | 1.5597 | 1983.0906 | 353.0904 | 525.7393 | 2219.7454 | 0 | 5.9364 | 0.0061678 | 0 | 2.2081 | 0 | 0 | 1904.4141 | 0 | 0 | 0 | 13694.5783 | 242 | 16 | Spring
2018-08-30 17:00 | 0 | 4003.4432 | 254.7346 | 1474.3414 | 1154.714 | 0 | 1.9094 | 1739.9948 | 320.7338 | 511.4389 | 2148.7873 | 0 | 6.8082 | 0.0054537 | 0 | 2.5324 | 0 | 0 | 1751.0201 | 0 | 0 | 0 | 13370.4635 | 242 | 17 | Spring
2018-08-30 18:00 | 0.030648 | 3764.7599 | 316.3648 | 1531.2377 | 1150.1922 | 0 | 0.65476 | 1321.6203 | 294.2495 | 494.1603 | 1950.4086 | 0 | 5.1816 | 0.0055055 | 0 | 1.9273 | 0 | 0 | 1724.4771 | 0 | 0 | 0 | 12555.2702 | 242 | 18 | Spring
2018-08-30 19:00 | 0.011964 | 3297.3326 | 413.8466 | 1495.5582 | 1111.5326 | 0 | 0.88989 | 1051.9757 | 339.342 | 457.8292 | 1862.8223 | 0 | 2.8523 | 0.0055149 | 0 | 1.0609 | 0 | 0 | 1756.3337 | 0 | 0 | 0 | 11791.3935 | 242 | 19 | Spring
2018-08-30 20:00 | 0.0065557 | 2872.6292 | 549.7449 | 1446.3924 | 1062.3527 | 0 | 0.72277 | 824.516 | 416.492 | 382.7879 | 1767.7062 | 0 | 2.1521 | 0.0054731 | 0 | 0.80049 | 0 | 0 | 1709.5931 | 0 | 0 | 0 | 11035.9018 | 242 | 20 | Spring
2018-08-30 21:00 | 0 | 2630.4213 | 609.4596 | 1359.5909 | 1015.0941 | 0 | 0.99976 | 725.7382 | 384.9438 | 308.1196 | 1678.4158 | 0 | 1.5688 | 0.0054748 | 0 | 0.58355 | 0 | 0 | 1625.6648 | 0 | 0 | 0 | 10340.6057 | 242 | 21 | Spring
2018-08-30 22:00 | 0.025239 | 2235.145 | 343.1772 | 1189.2805 | 910.9491 | 0 | 0.25998 | 606.6449 | 331.5038 | 253.0572 | 1615.807 | 0 | 1.0094 | 0.0055033 | 0 | 0.37546 | 0 | 0 | 1553.1862 | 0 | 0 | 0 | 9040.4265 | 242 | 22 | Spring
2018-08-30 23:00 | 0.085552 | 1893.7309 | 130.8608 | 863.4123 | 872.1091 | 0 | 0.39741 | 518.1543 | 297.3998 | 217.9216 | 1570.3319 | 0 | 0.71644 | 0.0054727 | 0 | 0.26649 | 0 | 0 | 1514.5667 | 0 | 0 | 0 | 7879.9588 | 242 | 23 | Spring
2018-08-31 | 0.071785 | 1674.1426 | 83.3755 | 642.3419 | 864.0071 | 0 | 0.3405 | 430.9021 | 280.017 | 183.6203 | 1499.5401 | 0 | 0.39001 | 0.0053682 | 0 | 0.14507 | 0 | 0 | 1475.4953 | 0 | 0 | 0 | 7134.3947 | 243 | 0 | Spring
2018-08-31 01:00 | 0.17078 | 1497.9576 | 76.011 | 493.2724 | 858.3377 | 0 | 0.37229 | 385.235 | 269.2644 | 164.0556 | 1478.6727 | 0 | 0.25284 | 0.0060705 | 0 | 0.094045 | 0 | 0 | 1501.1118 | 0 | 0 | 0 | 6724.814 | 243 | 1 | Spring
2018-08-31 02:00 | 0.84716 | 1348.1902 | 74.3718 | 446.7189 | 854.1921 | 0 | 0.55764 | 381.6083 | 266.4136 | 155.8699 | 1445.5497 | 0 | 0.12082 | 0.0060524 | 0 | 0.04494 | 0 | 0 | 1544.4766 | 0 | 0 | 0 | 6518.9677 | 243 | 2 | Spring
2018-08-31 03:00 | 0.92566 | 1224.4803 | 74.3718 | 440.4027 | 856.0622 | 0 | 0.67161 | 400.3466 | 267.6611 | 157.0671 | 1409.3309 | 0 | 0.15934 | 0.0059833 | 0 | 0.05927 | 0 | 0 | 1567.0858 | 0 | 0 | 0 | 6398.6302 | 243 | 3 | Spring
2018-08-31 04:00 | 2.1412 | 1075.9894 | 74.4967 | 512.2043 | 869.8701 | 0 | 1.3254 | 436.0698 | 278.4037 | 183.2244 | 1411.4274 | 0 | 0.090227 | 0.0060266 | 0 | 0.033561 | 0 | 0 | 1663.1136 | 0 | 0 | 0 | 6508.3959 | 243 | 4 | Spring
2018-08-31 05:00 | 2.6878 | 958.5094 | 85.0144 | 732.7472 | 883.7255 | 0 | 2.6131 | 543.7243 | 308.5144 | 224.3071 | 1470.7989 | 0 | 0.37664 | 0.0066507 | 0 | 0.1401 | 0 | 0 | 1779.0266 | 0 | 0 | 0 | 6992.192 | 243 | 5 | Spring
2018-08-31 06:00 | 3.6741 | 890.9849 | 168.7192 | 1038.7122 | 904.2531 | 0 | 5.3007 | 693.0161 | 299.5498 | 351.2195 | 1780.4513 | 0 | 0.96825 | 0.0058331 | 0 | 0.36015 | 0 | 0 | 1753.8456 | 0 | 0 | 0 | 7891.0607 | 243 | 6 | Spring
2018-08-31 07:00 | 4.344 | 969.4878 | 229.4265 | 1187.43 | 945.9263 | 0 | 8.5654 | 955.8037 | 281.8143 | 404.1638 | 2019.3027 | 0 | 1.7597 | 0.0051711 | 0 | 0.65452 | 0 | 0 | 1790.0722 | 0 | 0 | 0 | 8798.756 | 243 | 7 | Spring
2018-08-31 08:00 | 2.2727 | 1186.9066 | 221.3925 | 1209.3893 | 983.3521 | 0 | 5.0991 | 1199.4572 | 373.0294 | 540.3537 | 2261.935 | 0 | 1.9095 | 0.0052189 | 0 | 0.71024 | 0 | 0 | 1863.216 | 0 | 0 | 0 | 9849.0285 | 243 | 8 | Spring
2018-08-31 09:00 | 1.5694 | 1491.0488 | 207.0815 | 1216.6077 | 1004.9938 | 0 | 3.4917 | 1468.4665 | 427.8536 | 606.4948 | 2474.5644 | 0 | 1.7572 | 0.0052542 | 0 | 0.65359 | 0 | 0 | 1919.8654 | 0 | 0 | 0 | 10824.4538 | 243 | 9 | Spring
2018-08-31 10:00 | 0.66032 | 1936.5827 | 194.2151 | 1268.2224 | 1005.9334 | 0 | 2.611 | 1809.0337 | 455.0172 | 641.6459 | 2638.6234 | 0 | 2.0101 | 0.0053226 | 0 | 0.74767 | 0 | 0 | 1931.7329 | 0 | 0 | 0 | 11887.041 | 243 | 10 | Spring
2018-08-31 11:00 | 0.32795 | 2406.257 | 180.9762 | 1264.6403 | 1008.5754 | 0 | 2.136 | 2048.6007 | 462.3411 | 658.2458 | 2689.9497 | 0 | 2.5052 | 0.0054029 | 0 | 0.93185 | 0 | 0 | 1982.0601 | 0 | 0 | 0 | 12707.5528 | 243 | 11 | Spring
2018-08-31 12:00 | 0.57362 | 2776.9629 | 174.7296 | 1204.7755 | 1016.1951 | 0 | 1.8496 | 2128.118 | 458.7746 | 648.6668 | 2668.8794 | 0 | 2.8852 | 0.0053593 | 0 | 1.0732 | 0 | 0 | 2011.545 | 0 | 0 | 0 | 13095.034 | 243 | 12 | Spring
2018-08-31 13:00 | 0 | 3118.0433 | 169.1456 | 1108.3819 | 987.8515 | 0 | 1.6416 | 2145.6486 | 445.1313 | 634.5011 | 2591.4688 | 0 | 2.9691 | 0.0054142 | 0 | 1.1044 | 0 | 0 | 2044.9292 | 0 | 0 | 0 | 13250.8216 | 243 | 13 | Spring
2018-08-31 14:00 | 0.029337 | 3451.586 | 170.4204 | 1071.5969 | 977.1718 | 0 | 1.4606 | 2102.4698 | 418.8248 | 616.94 | 2459.3874 | 0 | 3.3642 | 0.0054739 | 0 | 1.2513 | 0 | 0 | 2033.816 | 0 | 0 | 0 | 13308.3242 | 243 | 14 | Spring
2018-08-31 15:00 | 0.038187 | 3714.6773 | 183.1854 | 1120.6441 | 1012.5759 | 0 | 1.5027 | 2016.202 | 385.6986 | 612.108 | 2331.3537 | 0 | 4.5127 | 0.0054932 | 0 | 1.6785 | 0 | 0 | 1969.0088 | 0 | 0 | 0 | 13353.1914 | 243 | 15 | Spring
2018-08-31 16:00 | 0 | 3881.3411 | 209.8422 | 1315.0365 | 1084.3712 | 0 | 1.5286 | 1881.165 | 353.0903 | 525.2997 | 2232.2851 | 0 | 5.798 | 0.005617 | 0 | 2.1566 | 0 | 0 | 1859.9484 | 0 | 0 | 0 | 13351.8682 | 243 | 16 | Spring
2018-08-31 17:00 | 0.028681 | 3885.2605 | 254.5539 | 1496.0434 | 1154.4917 | 0 | 1.6718 | 1676.7745 | 320.7475 | 513.3539 | 2151.4078 | 0 | 6.5359 | 0.0056324 | 0 | 2.4311 | 0 | 0 | 1680.9604 | 0 | 0 | 0 | 13144.2668 | 243 | 17 | Spring
2018-08-31 18:00 | 0.01557 | 3646.4669 | 316.032 | 1525.1245 | 1149.5043 | 0 | 0.66146 | 1285.8535 | 294.2638 | 496.7779 | 1943.3843 | 0 | 4.9911 | 0.0057441 | 0 | 1.8565 | 0 | 0 | 1660.9171 | 0 | 0 | 0 | 12325.8547 | 243 | 18 | Spring
2018-08-31 19:00 | 0.00098335 | 3176.9911 | 414.8681 | 1514.2534 | 1111.8651 | 0 | 0.8926 | 1030.017 | 344.1833 | 459.0834 | 1848.5741 | 0 | 2.8076 | 0.0057597 | 0 | 1.0443 | 0 | 0 | 1728.8877 | 0 | 0 | 0 | 11633.4746 | 243 | 19 | Spring
2018-08-31 20:00 | 0 | 2748.5567 | 547.7551 | 1418.2873 | 1061.4785 | 0 | 1.0982 | 808.1067 | 416.4657 | 383.8764 | 1750.6585 | 0 | 2.1529 | 0.0057103 | 0 | 0.80078 | 0 | 0 | 1710.1657 | 0 | 0 | 0 | 10849.408 | 243 | 20 | Spring
2018-08-31 21:00 | 0.088502 | 2454.1486 | 602.6819 | 1364.2617 | 1013.6309 | 0 | 1.0392 | 688.4886 | 384.8617 | 308.5263 | 1662.7357 | 0 | 1.5925 | 0.0057027 | 0 | 0.59235 | 0 | 0 | 1650.1437 | 0 | 0 | 0 | 10132.7974 | 243 | 21 | Spring
2018-08-31 22:00 | 0.18962 | 2146.3667 | 342.9592 | 1135.1884 | 910.7237 | 0 | 0.21668 | 596.9618 | 331.3201 | 254.3734 | 1607.0486 | 0 | 1.0404 | 0.0057664 | 0 | 0.387 | 0 | 0 | 1601.2098 | 0 | 0 | 0 | 8927.9913 | 243 | 22 | Spring
2018-08-31 23:00 | 0.31992 | 1834.4405 | 130.3525 | 849.0398 | 872.1433 | 0 | 0.30089 | 517.0861 | 297.0778 | 219.2588 | 1570.8808 | 0 | 0.74638 | 0.0057153 | 0 | 0.27762 | 0 | 0 | 1577.9488 | 0 | 0 | 0 | 7869.8789 | 243 | 23 | Spring
2018-09-01 | 0.35597 | 1595.5862 | 83.0843 | 574.1124 | 864.8271 | 0 | 0.34795 | 417.1439 | 279.5629 | 183.2576 | 1506.0013 | 0 | 0.44286 | 0.0063556 | 0 | 0.16473 | 0 | 0 | 1675.089 | 0 | 0 | 0 | 7179.9824 | 244 | 0 | Winter
2018-09-01 01:00 | 0.77947 | 1392.3958 | 75.9982 | 470.1371 | 858.8383 | 0 | 0.73258 | 412.0045 | 255.9752 | 156.9375 | 1557.1641 | 0 | 0.28631 | 0.0062006 | 0 | 0.10649 | 0 | 0 | 1697.0492 | 0 | 0 | 0 | 6878.4109 | 244 | 1 | Winter
2018-09-01 02:00 | 2.2012 | 1196.8444 | 74.1733 | 444.7031 | 854.789 | 0 | 1.1344 | 392.8145 | 250.1968 | 154.7778 | 1530.9542 | 0 | 0.13638 | 0.0062347 | 0 | 0.050728 | 0 | 0 | 1743.7878 | 0 | 0 | 0 | 6646.5698 | 244 | 2 | Winter
2018-09-01 03:00 | 4.1266 | 1025.4588 | 74.1733 | 446.9271 | 856.6571 | 0 | 1.8157 | 387.6126 | 248.3003 | 169.217 | 1497.1429 | 0 | 0.18018 | 0.0068987 | 0 | 0.067021 | 0 | 0 | 1768.3726 | 0 | 0 | 0 | 6480.0581 | 244 | 3 | Winter
2018-09-01 04:00 | 9.7088 | 845.2677 | 74.4876 | 456.0059 | 873.0061 | 0 | 3.1306 | 390.4244 | 250.4716 | 181.3856 | 1449.9068 | 0 | 0.10063 | 0.0068954 | 0 | 0.037429 | 0 | 0 | 1851.5775 | 0 | 0 | 0 | 6385.5177 | 244 | 4 | Winter
2018-09-01 05:00 | 15.7477 | 708.6492 | 80.8152 | 566.1003 | 892.0213 | 0 | 5.7945 | 415.8015 | 255.7728 | 204.7984 | 1396.508 | 0 | 0.41825 | 0.0083034 | 0 | 0.15557 | 0 | 0 | 1970.1624 | 0 | 0 | 0 | 6512.7536 | 244 | 5 | Winter
2018-09-01 06:00 | 21.1044 | 613.1709 | 119.4591 | 791.003 | 906.0163 | 0 | 28.7022 | 479.6955 | 208.9607 | 251.5666 | 1505.2127 | 0 | 1.0843 | 0.0060292 | 0 | 0.40333 | 0 | 0 | 1963.7488 | 0 | 0 | 0 | 6890.1339 | 244 | 6 | Winter
2018-09-01 07:00 | 19.957 | 621.1942 | 187.6501 | 1121.7152 | 935.4433 | 0 | 21.0761 | 548.9671 | 144.6223 | 286.1768 | 1486.0485 | 0 | 1.9249 | 0.0058816 | 0 | 0.71598 | 0 | 0 | 1958.5633 | 0 | 0 | 0 | 7334.0606 | 244 | 7 | Winter
2018-09-01 08:00 | 10.5451 | 751.7776 | 242.864 | 1331.1599 | 990.4094 | 0 | 11.0901 | 642.3371 | 189.3831 | 396.85 | 1459.9881 | 0 | 2.1033 | 0.006028 | 0 | 0.78233 | 0 | 0 | 2052.5293 | 0 | 0 | 0 | 8081.8253 | 244 | 8 | Winter
2018-09-01 09:00 | 6.0399 | 989.395 | 267.681 | 1466.87 | 1021.7038 | 0 | 6.0669 | 811.5682 | 216.2907 | 450.673 | 1471.5645 | 0 | 1.8836 | 0.0059045 | 0 | 0.70064 | 0 | 0 | 2057.7385 | 0 | 0 | 0 | 8768.1815 | 244 | 9 | Winter
2018-09-01 10:00 | 4.3179 | 1273.7657 | 262.5609 | 1436.9612 | 1025.3586 | 0 | 4.3768 | 1004.3844 | 230.3457 | 485.7122 | 1533.5512 | 0 | 2.0784 | 0.0058465 | 0 | 0.77308 | 0 | 0 | 1997.0418 | 0 | 0 | 0 | 9261.2336 | 244 | 10 | Winter
2018-09-01 11:00 | 2.5529 | 1564.9499 | 241.748 | 1403.0139 | 1029.244 | 0 | 3.8434 | 1154.2972 | 237.352 | 518.8173 | 1574.19 | 0 | 2.496 | 0.0058036 | 0 | 0.9284 | 0 | 0 | 1974.8746 | 0 | 0 | 0 | 9708.3135 | 244 | 11 | Winter
2018-09-01 12:00 | 1.7749 | 1871.0277 | 230.056 | 1436.1367 | 1038.0379 | 0 | 2.6833 | 1245.4228 | 239.1115 | 536.1512 | 1597.9018 | 0 | 2.7973 | 0.0056882 | 0 | 1.0405 | 0 | 0 | 1950.2996 | 0 | 0 | 0 | 10152.447 | 244 | 12 | Winter
2018-09-01 13:00 | 0.7657 | 2187.4553 | 224.363 | 1297.3651 | 1010.6892 | 0 | 2.4373 | 1310.5616 | 238.5164 | 555.7663 | 1609.9614 | 0 | 2.7854 | 0.0056325 | 0 | 1.0361 | 0 | 0 | 1918.3237 | 0 | 0 | 0 | 10360.0321 | 244 | 13 | Winter
2018-09-01 14:00 | 0.37597 | 2521.9402 | 227.5518 | 1245.9743 | 1000.3514 | 0 | 2.145 | 1381.4274 | 234.9383 | 554.4513 | 1631.1355 | 0 | 3.1021 | 0.0056499 | 0 | 1.1538 | 0 | 0 | 1875.635 | 0 | 0 | 0 | 10680.1877 | 244 | 14 | Winter
2018-09-01 15:00 | 0.25977 | 2832.38 | 237.2413 | 1312.9568 | 1038.9802 | 0 | 1.8463 | 1404.6269 | 229.9111 | 548.9275 | 1678.883 | 0 | 4.1414 | 0.0056687 | 0 | 1.5404 | 0 | 0 | 1807.1536 | 0 | 0 | 0 | 11098.8539 | 244 | 15 | Winter
2018-09-01 16:00 | 0.2601 | 2979.8522 | 260.9357 | 1437.8692 | 1111.5755 | 0 | 2.0404 | 1351.0218 | 225.8078 | 466.3026 | 1741.6208 | 0 | 5.3386 | 0.0050017 | 0 | 1.9857 | 0 | 0 | 1712.5942 | 0 | 0 | 0 | 11297.2095 | 244 | 16 | Winter
2018-09-01 17:00 | 0.31172 | 2968.8742 | 307.8326 | 1560.2948 | 1180.128 | 0 | 1.9909 | 1220.5974 | 223.5492 | 451.6724 | 1803.5482 | 0 | 6.1693 | 0.0050946 | 0 | 2.2947 | 0 | 0 | 1586.5883 | 0 | 0 | 0 | 11313.8567 | 244 | 17 | Winter
2018-09-01 18:00 | 0.30025 | 2743.0952 | 391.8925 | 1569.7739 | 1169.7429 | 0 | 2.3329 | 1066.5886 | 222.7556 | 427.1837 | 1709.4431 | 0 | 4.7364 | 0.0052241 | 0 | 1.7617 | 0 | 0 | 1576.2433 | 0 | 0 | 0 | 10885.8555 | 244 | 18 | Winter
2018-09-01 19:00 | 0.44447 | 2373.5011 | 531.6917 | 1466.7398 | 1128.7085 | 0 | 3.0632 | 873.6893 | 306.5086 | 391.3478 | 1699.4077 | 0 | 2.6514 | 0.0053394 | 0 | 0.98622 | 0 | 0 | 1632.5857 | 0 | 0 | 0 | 10411.3309 | 244 | 19 | Winter
2018-09-01 20:00 | 0.43841 | 2053.0083 | 680.2957 | 1417.2487 | 1074.5029 | 0 | 3.8425 | 718.396 | 382.351 | 342.9604 | 1680.8259 | 0 | 2.0388 | 0.0053547 | 0 | 0.75835 | 0 | 0 | 1619.5536 | 0 | 0 | 0 | 9976.2259 | 244 | 20 | Winter
2018-09-01 21:00 | 0.49741 | 1798.7475 | 694.5248 | 1289.4186 | 1025.9435 | 0 | 1.8956 | 583.8461 | 359.3392 | 297.3861 | 1637.0345 | 0 | 1.55 | 0.0054579 | 0 | 0.57655 | 0 | 0 | 1606.4394 | 0 | 0 | 0 | 9297.2048 | 244 | 21 | Winter
2018-09-01 22:00 | 0.84552 | 1551.6504 | 378.834 | 1088.0059 | 918.3158 | 0 | 0.56909 | 497.4575 | 310.6487 | 238.2042 | 1581.5595 | 0 | 1.0302 | 0.0054642 | 0 | 0.38319 | 0 | 0 | 1585.7423 | 0 | 0 | 0 | 8153.2517 | 244 | 22 | Winter
2018-09-01 23:00 | 1.6048 | 1314.9763 | 143.0094 | 751.8302 | 872.424 | 0 | 0.92522 | 432.8055 | 276.083 | 190.8228 | 1542.7824 | 0 | 0.74834 | 0.0056001 | 0 | 0.27835 | 0 | 0 | 1580.9334 | 0 | 0 | 0 | 7109.2294 | 244 | 23 | Winter
2018-09-02 | 2.3781 | 1132.6692 | 86.425 | 581.0895 | 863.4157 | 0 | 1.2981 | 377.3264 | 262.7998 | 163.7799 | 1547.7876 | 0 | 0.97866 | 0.0070571 | 0 | 0.36402 | 0 | 0 | 1201.89 | 0 | 0 | 0 | 6222.209 | 245 | 0 | Fall
2018-09-02 01:00 | 3.1726 | 1001.0323 | 76.623 | 484.1795 | 856.8645 | 0 | 1.3334 | 333.8387 | 246.2238 | 154.8987 | 1436.644 | 0 | 0.40633 | 0.0070459 | 0 | 0.15114 | 0 | 0 | 1245.3087 | 0 | 0 | 0 | 5840.6836 | 245 | 1 | Fall
2018-09-02 02:00 | 6.0199 | 888.2132 | 74.1733 | 440.6387 | 853.4043 | 0 | 1.8693 | 329.345 | 241.1178 | 158.7369 | 1430.7921 | 0 | 0.34801 | 0.0083547 | 0 | 0.12945 | 0 | 0 | 1194.2698 | 0 | 0 | 0 | 5619.0662 | 245 | 2 | Fall
2018-09-02 03:00 | 7.8509 | 794.0174 | 74.1733 | 448.8314 | 855.7587 | 0 | 2.3096 | 323.4784 | 237.6324 | 168.5861 | 1387.7021 | 0 | 0.25838 | 0.0091822 | 0 | 0.096109 | 0 | 0 | 1190.0031 | 0 | 0 | 0 | 5490.7071 | 245 | 3 | Fall
2018-09-02 04:00 | 11.095 | 676.6506 | 74.4828 | 471.4051 | 872.704 | 0 | 2.8381 | 322.1936 | 242.2733 | 182.9655 | 1354.8697 | 0 | 0.050415 | 0.008958 | 0 | 0.018752 | 0 | 0 | 1207.595 | 0 | 0 | 0 | 5419.1507 | 245 | 4 | Fall
2018-09-02 05:00 | 14.3974 | 587.0969 | 80.7589 | 563.3256 | 891.8924 | 0 | 4.9028 | 356.0956 | 251.3872 | 210.0615 | 1320.1457 | 0 | 0.15426 | 0.0088437 | 0 | 0.05738 | 0 | 0 | 1207.0457 | 0 | 0 | 0 | 5487.3303 | 245 | 5 | Fall
2018-09-02 06:00 | 18.234 | 534.6768 | 119.1862 | 802.8604 | 906.0354 | 0 | 23.1535 | 402.3793 | 201.9761 | 251.8466 | 1265.2003 | 0 | 0.32336 | 0.0090195 | 0 | 0.12028 | 0 | 0 | 1186.2509 | 0 | 0 | 0 | 5712.2521 | 245 | 6 | Fall
2018-09-02 07:00 | 17.2649 | 612.5549 | 187.4089 | 1100.795 | 935.1557 | 0 | 16.0195 | 469.0251 | 120.0336 | 279.8059 | 1235.8067 | 0 | 0.52792 | 0.0069433 | 0 | 0.19637 | 0 | 0 | 1100.3006 | 0 | 0 | 0 | 6074.9021 | 245 | 7 | Fall
2018-09-02 08:00 | 11.0489 | 834.8834 | 245.4354 | 1322.2775 | 990.6625 | 0 | 10.0869 | 564.7124 | 137.9289 | 390.2527 | 1275.7444 | 0 | 0.97225 | 0.0068272 | 0 | 0.36164 | 0 | 0 | 1067.3539 | 0 | 0 | 0 | 6851.7276 | 245 | 8 | Fall
2018-09-02 09:00 | 6.6581 | 1167.8449 | 267.9294 | 1426.197 | 1022.1417 | 0 | 6.24 | 721.9701 | 158.1587 | 429.5283 | 1293.7131 | 0 | 1.6815 | 0.0066863 | 0 | 0.62545 | 0 | 0 | 1044.1021 | 0 | 0 | 0 | 7546.7971 | 245 | 9 | Fall
2018-09-02 10:00 | 2.6342 | 1575.9256 | 262.0061 | 1382.5858 | 1025.5853 | 0 | 3.8895 | 907.8438 | 177.2739 | 454.1102 | 1309.5744 | 0 | 2.1745 | 0.0058867 | 0 | 0.80882 | 0 | 0 | 991.1366 | 0 | 0 | 0 | 8095.5548 | 245 | 10 | Fall
2018-09-02 11:00 | 0.79553 | 1980.4949 | 239.5308 | 1371.486 | 1029.1098 | 0 | 3.1647 | 1066.8167 | 191.8208 | 485.3403 | 1337.8689 | 0 | 2.7287 | 0.0058098 | 0 | 1.015 | 0 | 0 | 984.9515 | 0 | 0 | 0 | 8695.1295 | 245 | 11 | Fall
2018-09-02 12:00 | 0.7657 | 2373.8559 | 225.9162 | 1384.8622 | 1037.3704 | 0 | 2.152 | 1186.6133 | 200.512 | 499.8987 | 1390.8021 | 0 | 3.3434 | 0.0057301 | 0 | 1.2436 | 0 | 0 | 956.8454 | 0 | 0 | 0 | 9264.1867 | 245 | 12 | Fall
2018-09-02 13:00 | 0.11276 | 2787.7347 | 220.7208 | 1251.3716 | 1009.7313 | 0 | 1.8871 | 1269.1383 | 204.1428 | 516.9774 | 1432.3599 | 0 | 3.3223 | 0.005639 | 0 | 1.2357 | 0 | 0 | 926.9288 | 0 | 0 | 0 | 9625.669 | 245 | 13 | Fall
2018-09-02 14:00 | 0.0016389 | 3161.8715 | 224.8826 | 1283.4656 | 999.5367 | 0 | 1.811 | 1295.9768 | 202.0859 | 522.1282 | 1477.5118 | 0 | 3.3602 | 0.0055475 | 0 | 1.2499 | 0 | 0 | 908.4744 | 0 | 0 | 0 | 10082.3618 | 245 | 14 | Fall
2018-09-02 15:00 | 0 | 3445.536 | 235.409 | 1364.0526 | 1038.104 | 0 | 1.8954 | 1297.4022 | 194.6806 | 525.6208 | 1516.5853 | 0 | 3.4451 | 0.0055567 | 0 | 1.2814 | 0 | 0 | 871.931 | 0 | 0 | 0 | 10495.949 | 245 | 15 | Fall
2018-09-02 16:00 | 0 | 3581.8609 | 261.4271 | 1472.4879 | 1111.861 | 0 | 2.4838 | 1255.5916 | 185.3981 | 446.5722 | 1545.832 | 0 | 3.7788 | 0.0055964 | 0 | 1.4056 | 0 | 0 | 846.2664 | 0 | 0 | 0 | 10714.9709 | 245 | 16 | Fall
2018-09-02 17:00 | 0 | 3489.1248 | 309.0257 | 1579.7437 | 1181.0039 | 0 | 2.0255 | 1131.9737 | 175.184 | 436.5389 | 1571.18 | 0 | 3.3613 | 0.0057056 | 0 | 1.2503 | 0 | 0 | 808.1026 | 0 | 0 | 0 | 10688.52 | 245 | 17 | Fall
2018-09-02 18:00 | 0 | 3246.4245 | 391.0068 | 1596.8332 | 1171.0672 | 0 | 2.3338 | 991.7457 | 164.6234 | 417.8595 | 1583.9365 | 0 | 4.0217 | 0.0058814 | 0 | 1.4959 | 0 | 0 | 821.2335 | 0 | 0 | 0 | 10392.5875 | 245 | 18 | Fall
2018-09-02 19:00 | 0.029992 | 2774.4333 | 530.5134 | 1463.2422 | 1129.741 | 0 | 2.9107 | 792.1616 | 240.2051 | 383.3262 | 1561.8899 | 0 | 4.0526 | 0.0059182 | 0 | 1.5074 | 0 | 0 | 844.3387 | 0 | 0 | 0 | 9728.3579 | 245 | 19 | Fall
2018-09-02 20:00 | 0.010325 | 2364.2388 | 681.7343 | 1400.6945 | 1075.8029 | 0 | 3.8488 | 647.7165 | 303.6159 | 338.7485 | 1527.7768 | 0 | 3.4753 | 0.0059468 | 0 | 1.2927 | 0 | 0 | 871.4042 | 0 | 0 | 0 | 9220.3655 | 245 | 20 | Fall
2018-09-02 21:00 | 0.0073751 | 2061.7512 | 688.6738 | 1300.3178 | 1026.0088 | 0 | 1.4515 | 541.5164 | 292.2346 | 296.2901 | 1478.6656 | 0 | 2.9444 | 0.0061722 | 0 | 1.0952 | 0 | 0 | 887.665 | 0 | 0 | 0 | 8578.6279 | 245 | 21 | Fall
2018-09-02 22:00 | 0.017045 | 1742.0354 | 375.323 | 1039.6769 | 918.247 | 0 | 0.30265 | 478.1846 | 280.3088 | 239.792 | 1425.497 | 0 | 2.3438 | 0.0060934 | 0 | 0.8718 | 0 | 0 | 938.1983 | 0 | 0 | 0 | 7440.8044 | 245 | 22 | Fall
2018-09-02 23:00 | 0.080307 | 1477.3841 | 141.3546 | 771.165 | 872.3697 | 0 | 0.48408 | 435.0574 | 267.4478 | 195.9254 | 1387.8625 | 0 | 1.6502 | 0.00607 | 0 | 0.61381 | 0 | 0 | 1031.6306 | 0 | 0 | 0 | 6583.0317 | 245 | 23 | Fall
2018-09-03 | 0.12636 | 1278.8829 | 86.0343 | 616.3493 | 863.5336 | 0 | 0.77467 | 380.5953 | 254.282 | 165.7743 | 1415.5104 | 0 | 0.89231 | 0.0059899 | 0 | 0.3319 | 0 | 0 | 1096.1015 | 0 | 0 | 0 | 6159.1948 | 246 | 0 | Winter
2018-09-03 01:00 | 0.5551 | 1134.8227 | 76.5763 | 499.4027 | 857.196 | 0 | 0.99528 | 336.7753 | 269.2644 | 163.0041 | 1478.6727 | 0 | 0.37007 | 0.0066023 | 0 | 0.13765 | 0 | 0 | 1133.4692 | 0 | 0 | 0 | 5951.248 | 246 | 1 | Winter
2018-09-03 02:00 | 2.1032 | 999.4408 | 74.3718 | 453.7599 | 853.8111 | 0 | 1.5045 | 336.1688 | 266.4136 | 154.7208 | 1445.5497 | 0 | 0.31895 | 0.0080782 | 0 | 0.11864 | 0 | 0 | 1094.9975 | 0 | 0 | 0 | 5683.2874 | 246 | 2 | Winter
2018-09-03 03:00 | 3.2269 | 895.1896 | 74.3718 | 457.0461 | 856.0846 | 0 | 1.9713 | 352.8103 | 267.6611 | 155.3429 | 1409.3309 | 0 | 0.23547 | 0.0081191 | 0 | 0.087585 | 0 | 0 | 1085.19 | 0 | 0 | 0 | 5558.5566 | 246 | 3 | Winter
2018-09-03 04:00 | 5.8811 | 784.2915 | 74.5385 | 534.0184 | 870.5905 | 0 | 3.0004 | 386.0541 | 278.4037 | 182.4918 | 1411.4274 | 0 | 0.045117 | 0.0086888 | 0 | 0.016782 | 0 | 0 | 1095.6436 | 0 | 0 | 0 | 5626.4118 | 246 | 4 | Winter
2018-09-03 05:00 | 8.9337 | 693.5097 | 85.554 | 778.3565 | 885.0283 | 0 | 5.0414 | 484.8279 | 308.5144 | 224.7563 | 1470.7989 | 0 | 0.14095 | 0.0088708 | 0 | 0.052427 | 0 | 0 | 1104.2543 | 0 | 0 | 0 | 6049.7775 | 246 | 5 | Winter
2018-09-03 06:00 | 10.7628 | 644.7589 | 172.0506 | 1111.0317 | 906.3461 | 0 | 17.0862 | 641.0795 | 300.5272 | 351.7194 | 1780.4513 | 0 | 0.29498 | 0.0081731 | 0 | 0.10972 | 0 | 0 | 1083.864 | 0 | 0 | 0 | 7020.0905 | 246 | 6 | Winter
2018-09-03 07:00 | 10.0436 | 708.6379 | 236.1035 | 1257.3137 | 949.5679 | 0 | 10.6641 | 841.1767 | 281.8143 | 404.8544 | 2019.3027 | 0 | 0.48925 | 0.0061273 | 0 | 0.18198 | 0 | 0 | 1019.2317 | 0 | 0 | 0 | 7739.3879 | 246 | 7 | Winter
2018-09-03 08:00 | 5.0112 | 928.8487 | 231.8545 | 1193.6288 | 987.6188 | 0 | 5.4988 | 1078.4315 | 373.0294 | 539.1682 | 2261.935 | 0 | 0.91311 | 0.0061779 | 0 | 0.33964 | 0 | 0 | 1002.2655 | 0 | 0 | 0 | 8608.5491 | 246 | 8 | Winter
2018-09-03 09:00 | 3.0592 | 1278.5942 | 219.6755 | 1217.1116 | 1008.8989 | 0 | 2.8768 | 1373.4669 | 427.8536 | 602.8485 | 2474.5644 | 0 | 1.6099 | 0.0060081 | 0 | 0.5988 | 0 | 0 | 999.7576 | 0 | 0 | 0 | 9610.9219 | 246 | 9 | Winter
2018-09-03 10:00 | 1.3229 | 1731.9454 | 206.6547 | 1261.0418 | 1009.8903 | 0 | 1.6615 | 1702.1695 | 455.0172 | 644.2795 | 2638.6234 | 0 | 2.1321 | 0.0059936 | 0 | 0.79304 | 0 | 0 | 971.8007 | 0 | 0 | 0 | 10627.338 | 246 | 10 | Winter
2018-09-03 11:00 | 0.53937 | 2199.8575 | 192.6677 | 1238.3763 | 1012.5686 | 0 | 1.0287 | 1934.6725 | 462.3411 | 658.146 | 2689.9497 | 0 | 2.7553 | 0.0059575 | 0 | 1.0248 | 0 | 0 | 994.6909 | 0 | 0 | 0 | 11388.6244 | 246 | 11 | Winter
2018-09-03 12:00 | 0.76751 | 2642.8913 | 185.8442 | 1219.1038 | 1020.5834 | 0 | 0.87952 | 2054.5173 | 458.7746 | 648.7305 | 2668.8794 | 0 | 3.4552 | 0.0059322 | 0 | 1.2852 | 0 | 0 | 988.9446 | 0 | 0 | 0 | 11894.6625 | 246 | 12 | Winter
2018-09-03 13:00 | 0.0052445 | 3082.7015 | 178.3132 | 1099.1018 | 991.3742 | 0 | 0.97219 | 2133.3455 | 445.1313 | 635.7199 | 2591.4688 | 0 | 3.5155 | 0.005914 | 0 | 1.3076 | 0 | 0 | 980.8148 | 0 | 0 | 0 | 12143.7774 | 246 | 13 | Winter
2018-09-03 14:00 | 0.0022945 | 3494.0952 | 177.6216 | 1084.9807 | 979.8764 | 0 | 1.0101 | 2142.976 | 418.8248 | 616.4798 | 2459.3874 | 0 | 3.6258 | 0.0058666 | 0 | 1.3486 | 0 | 0 | 980.2639 | 0 | 0 | 0 | 12360.4986 | 246 | 14 | Winter
2018-09-03 15:00 | 0.083585 | 3817.9653 | 193.1397 | 1114.8849 | 1016.2331 | 0 | 1.0842 | 2083.0695 | 385.6986 | 611.7542 | 2331.3537 | 0 | 3.7605 | 0.0059263 | 0 | 1.3988 | 0 | 0 | 951.7206 | 0 | 0 | 0 | 12512.1525 | 246 | 15 | Winter
2018-09-03 16:00 | 0 | 3974.7953 | 224.8067 | 1362.2531 | 1088.9967 | 0 | 1.1457 | 1935.8783 | 353.0903 | 526.8647 | 2232.2851 | 0 | 4.1478 | 0.0059807 | 0 | 1.5428 | 0 | 0 | 928.9502 | 0 | 0 | 0 | 12634.7627 | 246 | 16 | Winter
2018-09-03 17:00 | 0 | 3963.8659 | 284.6861 | 1528.6696 | 1159.6281 | 0 | 1.2785 | 1725.2485 | 320.7475 | 512.4135 | 2151.4078 | 0 | 3.6404 | 0.0060585 | 0 | 1.3541 | 0 | 0 | 875.1261 | 0 | 0 | 0 | 12528.072 | 246 | 17 | Winter
2018-09-03 18:00 | 0 | 3705.0911 | 373.0766 | 1548.5397 | 1155.2885 | 0 | 1.6417 | 1461.8023 | 294.2638 | 494.942 | 1943.3843 | 0 | 4.2341 | 0.0061803 | 0 | 1.5749 | 0 | 0 | 864.5451 | 0 | 0 | 0 | 11848.3903 | 246 | 18 | Winter
2018-09-03 19:00 | 0.0065557 | 3147.7647 | 507.0867 | 1479.7079 | 1117.0855 | 0 | 2.3351 | 1100.6312 | 370.0835 | 460.8225 | 1848.5741 | 0 | 4.2161 | 0.0061983 | 0 | 1.5682 | 0 | 0 | 878.2547 | 0 | 0 | 0 | 10918.143 | 246 | 19 | Winter
2018-09-03 20:00 | 0.011472 | 2641.5822 | 652.0719 | 1397.6025 | 1067.4386 | 0 | 2.741 | 813.29 | 416.4657 | 382.156 | 1750.6585 | 0 | 3.5654 | 0.0062359 | 0 | 1.3262 | 0 | 0 | 893.9476 | 0 | 0 | 0 | 10022.8634 | 246 | 20 | Winter
2018-09-03 21:00 | 0.080799 | 2287.965 | 654.6444 | 1345.9832 | 1019.106 | 0 | 1.2655 | 624.9248 | 384.8617 | 306.5308 | 1662.7357 | 0 | 2.9675 | 0.0063102 | 0 | 1.1038 | 0 | 0 | 894.6189 | 0 | 0 | 0 | 9186.7944 | 246 | 21 | Winter
2018-09-03 22:00 | 0.2719 | 1983.8541 | 342.0581 | 1094.5417 | 913.8728 | 0 | 0.61532 | 549.7229 | 331.3201 | 250.1775 | 1607.0486 | 0 | 2.3209 | 0.0061894 | 0 | 0.86329 | 0 | 0 | 929.0278 | 0 | 0 | 0 | 8005.7014 | 246 | 22 | Winter
2018-09-03 23:00 | 0.13619 | 1718.1568 | 130.6979 | 787.5261 | 873.6968 | 0 | 0.75189 | 490.5708 | 297.0778 | 218.5371 | 1570.8808 | 0 | 1.6157 | 0.0061761 | 0 | 0.60097 | 0 | 0 | 1009.8496 | 0 | 0 | 0 | 7100.1046 | 246 | 23 | Winter
2018-09-04 | 0.30566 | 1520.8723 | 83.1735 | 610.9232 | 864.9353 | 0 | 1.0635 | 404.3677 | 279.5629 | 182.6876 | 1506.0013 | 0 | 0.34982 | 0.0052713 | 0 | 0.13012 | 0 | 0 | 1419.9575 | 0 | 0 | 0 | 6874.3357 | 247 | 0 | Spring
2018-09-04 01:00 | 0.90813 | 1362.3513 | 76.0177 | 501.5142 | 858.5521 | 0 | 0.78567 | 367.3429 | 269.2644 | 162.7931 | 1478.6727 | 0 | 0.22558 | 0.0059786 | 0 | 0.083908 | 0 | 0 | 1435.924 | 0 | 0 | 0 | 6514.4415 | 247 | 1 | Spring
2018-09-04 02:00 | 2.7585 | 1199.3942 | 74.3718 | 451.3514 | 854.4873 | 0 | 1.0871 | 368.0435 | 266.4136 | 155.599 | 1445.5497 | 0 | 0.10651 | 0.0059314 | 0 | 0.039616 | 0 | 0 | 1468.8476 | 0 | 0 | 0 | 6288.0557 | 247 | 2 | Spring
2018-09-04 03:00 | 5.0536 | 1065.9165 | 74.3718 | 449.8467 | 856.2156 | 0 | 1.5861 | 385.4452 | 267.6611 | 157.1255 | 1409.3309 | 0 | 0.1398 | 0.0058543 | 0 | 0.052 | 0 | 0 | 1477.2004 | 0 | 0 | 0 | 6149.9511 | 247 | 3 | Spring
2018-09-04 04:00 | 8.5299 | 931.0227 | 74.5409 | 539.9632 | 870.5853 | 0 | 2.8061 | 419.9786 | 278.4037 | 183.0631 | 1411.4274 | 0 | 0.0759 | 0.0058962 | 0 | 0.028232 | 0 | 0 | 1497.5085 | 0 | 0 | 0 | 6217.9396 | 247 | 4 | Spring
2018-09-04 05:00 | 12.2614 | 827.1492 | 85.8968 | 787.1078 | 884.9488 | 0 | 5.127 | 521.3749 | 308.5144 | 225.9302 | 1470.7989 | 0 | 0.29567 | 0.005763 | 0 | 0.10998 | 0 | 0 | 1499.1655 | 0 | 0 | 0 | 6628.6863 | 247 | 5 | Spring
2018-09-04 06:00 | 14.3858 | 751.6993 | 172.7103 | 1102.3604 | 906.278 | 0 | 18.1792 | 679.5692 | 300.5272 | 352.633 | 1780.4513 | 0 | 0.75073 | 0.0052086 | 0 | 0.27924 | 0 | 0 | 1461.3798 | 0 | 0 | 0 | 7541.2087 | 247 | 6 | Spring
2018-09-04 07:00 | 13.28 | 812.8243 | 236.3051 | 1218.1114 | 949.8676 | 0 | 10.9638 | 887.4011 | 281.8143 | 405.5798 | 2019.3027 | 0 | 1.4142 | 0.0053416 | 0 | 0.52603 | 0 | 0 | 1548.3516 | 0 | 0 | 0 | 8385.7473 | 247 | 7 | Spring
2018-09-04 08:00 | 8.3442 | 1008.2911 | 230.0412 | 1233.1327 | 987.6959 | 0 | 6.4425 | 1125.5488 | 373.0294 | 541.5317 | 2261.935 | 0 | 1.6377 | 0.0053612 | 0 | 0.60918 | 0 | 0 | 1722.0151 | 0 | 0 | 0 | 9500.2599 | 247 | 8 | Spring
2018-09-04 09:00 | 5.6702 | 1302.3746 | 220.0024 | 1252.8619 | 1009.4917 | 0 | 3.7894 | 1413.6064 | 427.8536 | 603.5255 | 2474.5644 | 0 | 1.5611 | 0.0053719 | 0 | 0.58068 | 0 | 0 | 1837.4328 | 0 | 0 | 0 | 10553.3202 | 247 | 9 | Spring
2018-09-04 10:00 | 3.1682 | 1689.3295 | 207.6291 | 1318.1066 | 1010.2837 | 0 | 1.7789 | 1704.298 | 455.0172 | 645.3711 | 2638.6234 | 0 | 1.79 | 0.0053661 | 0 | 0.66581 | 0 | 0 | 1853.5056 | 0 | 0 | 0 | 11529.5724 | 247 | 10 | Spring
2018-09-04 11:00 | 2.0142 | 2149.8275 | 190.6091 | 1240.4599 | 1012.1375 | 0 | 1.0226 | 1961.6113 | 462.3411 | 658.8654 | 2689.9497 | 0 | 2.2012 | 0.0053094 | 0 | 0.81877 | 0 | 0 | 1877.4719 | 0 | 0 | 0 | 12249.3357 | 247 | 11 | Spring
2018-09-04 12:00 | 1.8321 | 2623.087 | 182.679 | 1183.5449 | 1019.3224 | 0 | 0.78519 | 2125.5295 | 458.7746 | 649.9243 | 2668.8794 | 0 | 2.5251 | 0.0053025 | 0 | 0.93923 | 0 | 0 | 1897.3062 | 0 | 0 | 0 | 12815.1342 | 247 | 12 | Spring
2018-09-04 13:00 | 0.29746 | 3098.0927 | 177.1878 | 1084.2926 | 991.2992 | 0 | 0.87526 | 2212.8115 | 445.1313 | 635.9245 | 2591.4688 | 0 | 2.5797 | 0.00533 | 0 | 0.95954 | 0 | 0 | 1913.7202 | 0 | 0 | 0 | 13154.6459 | 247 | 13 | Spring
2018-09-04 14:00 | 0.037859 | 3527.9057 | 177.7094 | 1068.4485 | 980.1031 | 0 | 0.93269 | 2214.2738 | 418.8248 | 617.2682 | 2459.3874 | 0 | 2.9155 | 0.0053735 | 0 | 1.0845 | 0 | 0 | 1897.8993 | 0 | 0 | 0 | 13366.7962 | 247 | 14 | Spring
2018-09-04 15:00 | 0.042448 | 3900.2001 | 191.7871 | 1140.0904 | 1015.839 | 0 | 0.96696 | 2173.1421 | 385.6986 | 614.2116 | 2331.3537 | 0 | 3.9037 | 0.0053837 | 0 | 1.452 | 0 | 0 | 1833.6445 | 0 | 0 | 0 | 13592.3375 | 247 | 15 | Spring
2018-09-04 16:00 | 0.022289 | 4162.315 | 223.6658 | 1337.6617 | 1088.4975 | 0 | 0.98823 | 2059.6498 | 353.0903 | 527.8451 | 2232.2851 | 0 | 5.0268 | 0.005417 | 0 | 1.8697 | 0 | 0 | 1734.3192 | 0 | 0 | 0 | 13727.2419 | 247 | 16 | Spring
2018-09-04 17:00 | 0.047201 | 4203.1388 | 283.2105 | 1555.4506 | 1159.1179 | 0 | 1.0322 | 1849.8426 | 320.7475 | 514.178 | 2151.4078 | 0 | 5.7703 | 0.0054665 | 0 | 2.1463 | 0 | 0 | 1594.8394 | 0 | 0 | 0 | 13640.9345 | 247 | 17 | Spring
2018-09-04 18:00 | 0 | 3885.8478 | 369.7995 | 1608.9667 | 1153.604 | 0 | 1.3401 | 1559.9871 | 294.2638 | 497.933 | 1943.3843 | 0 | 4.3822 | 0.0055485 | 0 | 1.63 | 0 | 0 | 1566.1162 | 0 | 0 | 0 | 12887.2603 | 247 | 18 | Spring
2018-09-04 19:00 | 0.017536 | 3332.135 | 504.7733 | 1505.9591 | 1116.1574 | 0 | 1.9994 | 1203.7366 | 371.4031 | 459.5211 | 1848.5741 | 0 | 2.4591 | 0.0055357 | 0 | 0.91469 | 0 | 0 | 1626.5551 | 0 | 0 | 0 | 11974.2112 | 247 | 19 | Spring
2018-09-04 20:00 | 0.014095 | 2826.9533 | 651.9016 | 1396.2263 | 1067.1652 | 0 | 2.5502 | 907.5305 | 416.4657 | 383.8736 | 1750.6585 | 0 | 1.8721 | 0.0055248 | 0 | 0.69633 | 0 | 0 | 1596.934 | 0 | 0 | 0 | 11002.847 | 247 | 20 | Spring
2018-09-04 21:00 | 0.077357 | 2468.3717 | 660.4829 | 1363.57 | 1019.768 | 0 | 1.2467 | 690.1692 | 384.8617 | 308.7046 | 1662.7357 | 0 | 1.3966 | 0.0055723 | 0 | 0.51947 | 0 | 0 | 1555.2845 | 0 | 0 | 0 | 10117.1941 | 247 | 21 | Spring
2018-09-04 22:00 | 0.10735 | 2157.5777 | 346.5079 | 1136.4676 | 914.1618 | 0 | 0.57046 | 597.1074 | 331.3201 | 252.8731 | 1607.0486 | 0 | 0.91952 | 0.0055273 | 0 | 0.34202 | 0 | 0 | 1520.1837 | 0 | 0 | 0 | 8865.1928 | 247 | 22 | Spring
2018-09-04 23:00 | 0.17897 | 1866.3 | 131.5707 | 803.8731 | 873.555 | 0 | 0.62369 | 524.0464 | 297.0778 | 218.9574 | 1570.8808 | 0 | 0.66021 | 0.0053945 | 0 | 0.24557 | 0 | 0 | 1498.3148 | 0 | 0 | 0 | 7786.2898 | 247 | 23 | Spring
2018-09-05 | 0.56002 | 1638.2738 | 83.3873 | 594.3569 | 864.6788 | 0 | 0.7226 | 429.1668 | 279.5629 | 184.2264 | 1506.0013 | 0 | 0.36461 | 0.0060366 | 0 | 0.13562 | 0 | 0 | 1480.232 | 0 | 0 | 0 | 7061.6751 | 248 | 0 | Spring
2018-09-05 01:00 | 1.1132 | 1461.1501 | 75.9951 | 486.8522 | 858.7449 | 0 | 0.49357 | 383.745 | 269.5307 | 162.4334 | 1478.1194 | 0 | 0.23783 | 0.0060061 | 0 | 0.088462 | 0 | 0 | 1515.8314 | 0 | 0 | 0 | 6694.3414 | 248 | 1 | Spring
2018-09-05 02:00 | 2.2594 | 1297.8094 | 74.3718 | 432.948 | 854.8029 | 0 | 0.74756 | 373.2587 | 266.5492 | 156.4455 | 1447.265 | 0 | 0.11371 | 0.0059178 | 0 | 0.042297 | 0 | 0 | 1559.8874 | 0 | 0 | 0 | 6466.5066 | 248 | 2 | Spring
2018-09-05 03:00 | 3.3341 | 1153.2912 | 74.3718 | 441.1839 | 856.5796 | 0 | 1.0304 | 389.4083 | 267.6032 | 157.0475 | 1413.0391 | 0 | 0.15225 | 0.0059897 | 0 | 0.056631 | 0 | 0 | 1607.8831 | 0 | 0 | 0 | 6364.9869 | 248 | 3 | Spring
2018-09-05 04:00 | 6.2061 | 1016.4694 | 74.5445 | 535.8303 | 870.5238 | 0 | 1.8673 | 425.3295 | 278.1847 | 182.6138 | 1415.1073 | 0 | 0.086532 | 0.0067987 | 0 | 0.032186 | 0 | 0 | 1704.8115 | 0 | 0 | 0 | 6511.6137 | 248 | 4 | Spring
2018-09-05 05:00 | 8.6841 | 907.2801 | 86.1589 | 789.3426 | 884.5427 | 0 | 3.684 | 534.2685 | 307.9248 | 227.1659 | 1475.7673 | 0 | 0.35777 | 0.0065674 | 0 | 0.13307 | 0 | 0 | 1812.2025 | 0 | 0 | 0 | 7037.5188 | 248 | 5 | Spring
2018-09-05 06:00 | 10.6613 | 832.8049 | 174.9277 | 1100.082 | 906.2307 | 0 | 13.2428 | 704.8404 | 299.497 | 353.7768 | 1785.7752 | 0 | 0.90794 | 0.0058955 | 0 | 0.33772 | 0 | 0 | 1768.1343 | 0 | 0 | 0 | 7951.2248 | 248 | 6 | Spring
2018-09-05 07:00 | 9.3764 | 921.1346 | 237.449 | 1229.2257 | 949.7646 | 0 | 9.0425 | 941.9512 | 278.5193 | 407.5721 | 2023.3511 | 0 | 1.6246 | 0.00589 | 0 | 0.6043 | 0 | 0 | 1779.1832 | 0 | 0 | 0 | 8788.8044 | 248 | 7 | Spring
2018-09-05 08:00 | 5.1711 | 1167.0981 | 232.1025 | 1265.6188 | 987.7972 | 0 | 5.3407 | 1237.4284 | 369.4996 | 542.3267 | 2264.4618 | 0 | 1.7822 | 0.005166 | 0 | 0.6629 | 0 | 0 | 1874.1304 | 0 | 0 | 0 | 9953.4256 | 248 | 8 | Spring
2018-09-05 09:00 | 3.1282 | 1565.0741 | 220.8054 | 1294.9126 | 1009.5211 | 0 | 2.7284 | 1604.3476 | 426.6044 | 607.2667 | 2475.1843 | 0 | 1.6475 | 0.005895 | 0 | 0.61279 | 0 | 0 | 1939.3361 | 0 | 0 | 0 | 11151.1749 | 248 | 9 | Spring
2018-09-05 10:00 | 1.408 | 2020.3342 | 206.3217 | 1279.9773 | 1010.0721 | 0 | 1.4487 | 1935.2668 | 454.7504 | 646.9242 | 2637.8932 | 0 | 1.8877 | 0.0052519 | 0 | 0.70214 | 0 | 0 | 1954.9225 | 0 | 0 | 0 | 12151.914 | 248 | 10 | Spring
2018-09-05 11:00 | 0.61246 | 2464.2958 | 190.0329 | 1292.0035 | 1011.8555 | 0 | 0.90139 | 2137.5864 | 462.2977 | 661.5959 | 2687.0461 | 0 | 2.333 | 0.0053396 | 0 | 0.86779 | 0 | 0 | 1989.8155 | 0 | 0 | 0 | 12901.2493 | 248 | 11 | Spring
2018-09-05 12:00 | 0.80602 | 2882.7528 | 181.7483 | 1251.1323 | 1018.4866 | 0 | 0.74652 | 2256.1932 | 458.7655 | 649.899 | 2665.3095 | 0 | 2.7105 | 0.0062094 | 0 | 1.0082 | 0 | 0 | 2036.6664 | 0 | 0 | 0 | 13406.2309 | 248 | 12 | Spring
2018-09-05 13:00 | 0.063918 | 3276.0174 | 174.7011 | 1107.242 | 990.1498 | 0 | 0.88746 | 2301.5656 | 445.1259 | 637.3803 | 2588.0229 | 0 | 2.7657 | 0.0062618 | 0 | 1.0287 | 0 | 0 | 2052.127 | 0 | 0 | 0 | 13577.0842 | 248 | 13 | Spring
2018-09-05 14:00 | 0.0049168 | 3681.1555 | 176.7881 | 1082.3149 | 979.9372 | 0 | 0.88857 | 2289.9428 | 418.8259 | 619.3036 | 2455.1169 | 0 | 3.1218 | 0.0062901 | 0 | 1.1612 | 0 | 0 | 2032.0414 | 0 | 0 | 0 | 13740.6091 | 248 | 14 | Spring
2018-09-05 15:00 | 0.067523 | 3994.6869 | 193.0686 | 1123.2825 | 1016.3814 | 0 | 0.91181 | 2235.3193 | 385.6988 | 614.2908 | 2324.7236 | 0 | 4.1989 | 0.0055737 | 0 | 1.5618 | 0 | 0 | 1972.2642 | 0 | 0 | 0 | 13866.4617 | 248 | 15 | Spring
2018-09-05 16:00 | 0 | 4108.2415 | 224.4206 | 1370.6041 | 1089.3651 | 0 | 1.0136 | 2068.9067 | 353.0911 | 529.0806 | 2227.1223 | 0 | 5.3934 | 0.0056826 | 0 | 2.0061 | 0 | 0 | 1860.8488 | 0 | 0 | 0 | 13840.0997 | 248 | 16 | Spring
2018-09-05 17:00 | 0 | 4025.7135 | 280.6302 | 1495.5907 | 1158.5226 | 0 | 1.1586 | 1824.7693 | 320.7329 | 515.187 | 2146.2553 | 0 | 6.0799 | 0.0057352 | 0 | 2.2615 | 0 | 0 | 1680.5132 | 0 | 0 | 0 | 13457.4204 | 248 | 17 | Spring
2018-09-05 18:00 | 0 | 3729.9835 | 370.1147 | 1566.4143 | 1155.024 | 0 | 1.5692 | 1537.7212 | 294.2506 | 495.6121 | 1940.5028 | 0 | 4.642 | 0.0058657 | 0 | 1.7267 | 0 | 0 | 1658.802 | 0 | 0 | 0 | 12756.3692 | 248 | 18 | Spring
2018-09-05 19:00 | 0.023764 | 3256.7758 | 505.5768 | 1543.0368 | 1116.7796 | 0 | 2.5719 | 1201.3118 | 372.0903 | 460.65 | 1848.2312 | 0 | 2.5704 | 0.0057758 | 0 | 0.95608 | 0 | 0 | 1700.0985 | 0 | 0 | 0 | 12010.6786 | 248 | 19 | Spring
2018-09-05 20:00 | 0.071785 | 2863.6038 | 653.8172 | 1445.9931 | 1067.2751 | 0 | 4.2896 | 934.2218 | 417.1344 | 385.0448 | 1751.6789 | 0 | 1.9562 | 0.0057732 | 0 | 0.72764 | 0 | 0 | 1668.9846 | 0 | 0 | 0 | 11194.8048 | 248 | 20 | Spring
2018-09-05 21:00 | 0.69293 | 2546.7311 | 660.1599 | 1347.2201 | 1019.8105 | 0 | 2.537 | 713.762 | 387.699 | 308.5638 | 1664.9398 | 0 | 1.4761 | 0.0057718 | 0 | 0.54906 | 0 | 0 | 1643.8559 | 0 | 0 | 0 | 10298.003 | 248 | 21 | Spring
2018-09-05 22:00 | 1.4018 | 2227.8305 | 344.4478 | 1120.5894 | 914.1784 | 0 | 1.7859 | 616.4124 | 335.0447 | 253.355 | 1608.5537 | 0 | 0.9692 | 0.0057197 | 0 | 0.3605 | 0 | 0 | 1602.2396 | 0 | 0 | 0 | 9027.1746 | 248 | 22 | Spring
2018-09-05 23:00 | 2.7586 | 1995.1728 | 130.9295 | 810.147 | 873.4862 | 0 | 1.816 | 549.1706 | 299.0849 | 220.303 | 1571.5875 | 0 | 0.69463 | 0.0056389 | 0 | 0.25837 | 0 | 0 | 1576.4482 | 0 | 0 | 0 | 8031.8631 | 248 | 23 | Spring
2018-09-06 | 3.7097 | 1824.9272 | 83.2548 | 618.1271 | 864.7552 | 0 | 1.7666 | 452.251 | 280.4149 | 185.2685 | 1504.9675 | 0 | 0.38917 | 0.0062926 | 0 | 0.14475 | 0 | 0 | 1580.559 | 0 | 0 | 0 | 7400.5417 | 249 | 0 | Spring
2018-09-06 01:00 | 6.3997 | 1669.8926 | 75.9464 | 522.9336 | 858.596 | 0 | 1.035 | 401.7426 | 269.4249 | 164.7408 | 1473.6582 | 0 | 0.25339 | 0.0063245 | 0 | 0.094249 | 0 | 0 | 1613.9146 | 0 | 0 | 0 | 7058.6382 | 249 | 1 | Spring
2018-09-06 02:00 | 11.3898 | 1495.9662 | 74.3718 | 446.3527 | 854.64 | 0 | 1.8532 | 398.7308 | 266.4829 | 156.5395 | 1441.8265 | 0 | 0.11894 | 0.0060146 | 0 | 0.044241 | 0 | 0 | 1633.3601 | 0 | 0 | 0 | 6781.6828 | 249 | 2 | Spring
2018-09-06 03:00 | 16.482 | 1365.3136 | 74.3718 | 457.3585 | 856.646 | 0 | 2.8445 | 415.6911 | 267.659 | 158.2613 | 1406.1974 | 0 | 0.15838 | 0.0061629 | 0 | 0.05891 | 0 | 0 | 1674.5311 | 0 | 0 | 0 | 6695.5796 | 249 | 3 | Spring
2018-09-06 04:00 | 23.7638 | 1231.5543 | 74.5383 | 543.125 | 870.2525 | 0 | 4.6769 | 450.408 | 278.3421 | 184.6587 | 1407.3925 | 0 | 0.0886 | 0.0069162 | 0 | 0.032956 | 0 | 0 | 1754.8471 | 0 | 0 | 0 | 6823.6877 | 249 | 4 | Spring
2018-09-06 05:00 | 30.675 | 1084.7646 | 85.6374 | 786.8298 | 884.5672 | 0 | 7.4541 | 557.5574 | 308.3715 | 227.5473 | 1467.7547 | 0 | 0.36625 | 0.0067592 | 0 | 0.13623 | 0 | 0 | 1853.9315 | 0 | 0 | 0 | 7295.5997 | 249 | 5 | Spring
2018-09-06 06:00 | 35.1848 | 978.1855 | 172.0821 | 1094.3391 | 906.2663 | 0 | 22.7791 | 730.39 | 302.8672 | 353.57 | 1778.674 | 0 | 0.92293 | 0.0059424 | 0 | 0.34329 | 0 | 0 | 1797.903 | 0 | 0 | 0 | 8173.5133 | 249 | 6 | Spring
2018-09-06 07:00 | 30.6371 | 1043.2852 | 235.6109 | 1226.1854 | 949.5375 | 0 | 16.5392 | 944.8196 | 281.5855 | 406.9614 | 2016.6886 | 0 | 1.6655 | 0.005304 | 0 | 0.6195 | 0 | 0 | 1824.2556 | 0 | 0 | 0 | 8978.3965 | 249 | 7 | Spring
2018-09-06 08:00 | 16.6057 | 1276.2985 | 230.385 | 1250.2081 | 987.5839 | 0 | 8.5433 | 1202.7077 | 372.73 | 542.8059 | 2256.4833 | 0 | 1.8193 | 0.0053273 | 0 | 0.67672 | 0 | 0 | 1912.6968 | 0 | 0 | 0 | 10059.5495 | 249 | 8 | Spring
2018-09-06 09:00 | 7.8324 | 1666.7632 | 219.8005 | 1241.1152 | 1009.3234 | 0 | 3.5644 | 1537.384 | 427.6349 | 607.2688 | 2463.3942 | 0 | 1.6574 | 0.0052381 | 0 | 0.61648 | 0 | 0 | 1950.3904 | 0 | 0 | 0 | 11136.7505 | 249 | 9 | Spring
2018-09-06 10:00 | 3.1682 | 2094.2597 | 205.2959 | 1273.4883 | 1009.5166 | 0 | 1.547 | 1858.7046 | 454.9038 | 645.6372 | 2618.467 | 0 | 1.8703 | 0.0052677 | 0 | 0.69568 | 0 | 0 | 1936.8932 | 0 | 0 | 0 | 12104.4527 | 249 | 10 | Spring
2018-09-06 11:00 | 1.3385 | 2517.2719 | 188.412 | 1259.478 | 1011.1565 | 0 | 0.93675 | 2073.2119 | 462.3097 | 663.0177 | 2658.9508 | 0 | 2.2793 | 0.005287 | 0 | 0.8478 | 0 | 0 | 1943.8277 | 0 | 0 | 0 | 12783.0437 | 249 | 11 | Spring
2018-09-06 12:00 | 1.2274 | 2928.2096 | 182.2175 | 1216.4274 | 1018.9152 | 0 | 0.80759 | 2183.0882 | 458.7695 | 651.0145 | 2631.5844 | 0 | 2.6143 | 0.0052794 | 0 | 0.97241 | 0 | 0 | 1964.319 | 0 | 0 | 0 | 13240.1723 | 249 | 12 | Spring
2018-09-06 13:00 | 0.13357 | 3309.8099 | 177.2168 | 1119.6354 | 990.9847 | 0 | 0.92977 | 2236.5221 | 445.1295 | 635.6205 | 2553.3824 | 0 | 2.6613 | 0.0053831 | 0 | 0.9899 | 0 | 0 | 1974.2751 | 0 | 0 | 0 | 13447.2965 | 249 | 13 | Spring
2018-09-06 14:00 | 0.0011472 | 3668.6662 | 179.6043 | 1052.6369 | 980.5774 | 0 | 1.0257 | 2237.785 | 418.8265 | 619.9646 | 2425.6575 | 0 | 3.011 | 0.0054221 | 0 | 1.12 | 0 | 0 | 1959.8749 | 0 | 0 | 0 | 13548.7564 | 249 | 14 | Spring
2018-09-06 15:00 | 0.049659 | 4001.2691 | 194.5529 | 1145.3684 | 1016.5107 | 0 | 1.0537 | 2195.4373 | 385.699 | 614.9395 | 2306.359 | 0 | 4.0704 | 0.0054902 | 0 | 1.514 | 0 | 0 | 1911.8295 | 0 | 0 | 0 | 13778.6587 | 249 | 15 | Spring
2018-09-06 16:00 | 0 | 4159.8249 | 224.995 | 1344.4004 | 1088.5366 | 0 | 1.0995 | 2054.5277 | 353.0904 | 527.6364 | 2219.7454 | 0 | 5.2999 | 0.0055973 | 0 | 1.9714 | 0 | 0 | 1828.5867 | 0 | 0 | 0 | 13809.7198 | 249 | 16 | Spring
2018-09-06 17:00 | 0.0054084 | 4114.8136 | 282.8358 | 1482.9711 | 1159.2136 | 0 | 1.2565 | 1821.5981 | 320.7338 | 515.1723 | 2148.7873 | 0 | 6.1109 | 0.0056509 | 0 | 2.273 | 0 | 0 | 1689.0479 | 0 | 0 | 0 | 13544.825 | 249 | 17 | Spring
2018-09-06 18:00 | 0.006064 | 3774.9515 | 372.3467 | 1568.3537 | 1155.0444 | 0 | 1.7491 | 1510.5469 | 294.2495 | 497.0187 | 1950.4086 | 0 | 4.6614 | 0.0057461 | 0 | 1.7338 | 0 | 0 | 1665.6988 | 0 | 0 | 0 | 12796.7749 | 249 | 18 | Spring
2018-09-06 19:00 | 0.0090141 | 3206.3285 | 507.1868 | 1519.3069 | 1116.745 | 0 | 2.4501 | 1138.7834 | 374.0083 | 460.5365 | 1862.8223 | 0 | 2.5524 | 0.0057217 | 0 | 0.94941 | 0 | 0 | 1688.2218 | 0 | 0 | 0 | 11879.9063 | 249 | 19 | Spring
2018-09-06 20:00 | 0.0032778 | 2770.3994 | 652.6966 | 1418.8731 | 1067.1261 | 0 | 2.9981 | 865.233 | 416.492 | 383.2968 | 1767.7062 | 0 | 1.9279 | 0.0057128 | 0 | 0.71709 | 0 | 0 | 1644.7014 | 0 | 0 | 0 | 10992.1768 | 249 | 20 | Spring
2018-09-06 21:00 | 0.018028 | 2451.8652 | 663.3316 | 1316.9526 | 1019.6619 | 0 | 1.5779 | 680.6973 | 384.9438 | 307.4121 | 1678.4158 | 0 | 1.4454 | 0.0057028 | 0 | 0.53764 | 0 | 0 | 1609.623 | 0 | 0 | 0 | 10116.4879 | 249 | 21 | Spring
2018-09-06 22:00 | 0.11587 | 2170.4532 | 343.6478 | 1107.4679 | 913.8552 | 0 | 0.96101 | 607.4799 | 331.5038 | 251.9674 | 1615.807 | 0 | 0.94871 | 0.0057266 | 0 | 0.35288 | 0 | 0 | 1568.8494 | 0 | 0 | 0 | 8913.4157 | 249 | 22 | Spring
2018-09-06 23:00 | 0.30041 | 1923.372 | 129.6808 | 820.6584 | 873.6352 | 0 | 1.1988 | 546.39 | 297.3998 | 219.1418 | 1570.3319 | 0 | 0.67676 | 0.0055906 | 0 | 0.25173 | 0 | 0 | 1535.5423 | 0 | 0 | 0 | 7918.5854 | 249 | 23 | Spring
2018-09-07 | 1.5476 | 1728.3385 | 83.0458 | 630.7402 | 864.8662 | 0 | 1.8134 | 462.364 | 280.017 | 184.577 | 1499.5401 | 0 | 0.37975 | 0.0062922 | 0 | 0.14125 | 0 | 0 | 1541.9438 | 0 | 0 | 0 | 7279.3208 | 250 | 0 | Summer
2018-09-07 01:00 | 3.5955 | 1593.4515 | 75.9853 | 506.3483 | 858.6606 | 0 | 1.3213 | 418.8892 | 269.2644 | 165.7757 | 1478.6727 | 0 | 0.24404 | 0.0061127 | 0 | 0.090775 | 0 | 0 | 1554.4289 | 0 | 0 | 0 | 6926.7341 | 250 | 1 | Summer
2018-09-07 02:00 | 7.0315 | 1416.2436 | 74.3718 | 444.5192 | 854.6795 | 0 | 1.8385 | 412.5176 | 266.4136 | 155.7438 | 1445.5497 | 0 | 0.11624 | 0.006049 | 0 | 0.043235 | 0 | 0 | 1598.2676 | 0 | 0 | 0 | 6677.3418 | 250 | 2 | Summer
2018-09-07 03:00 | 11.8063 | 1270.9408 | 74.3718 | 463.098 | 856.3688 | 0 | 2.4462 | 428.228 | 267.6611 | 158.3557 | 1409.3309 | 0 | 0.15348 | 0.0060268 | 0 | 0.057087 | 0 | 0 | 1623.8994 | 0 | 0 | 0 | 6566.7237 | 250 | 3 | Summer
2018-09-07 04:00 | 18.3874 | 1131.1405 | 74.555 | 538.1264 | 870.3956 | 0 | 3.8862 | 465.9414 | 278.4037 | 184.1734 | 1411.4274 | 0 | 0.086682 | 0.0068552 | 0 | 0.032242 | 0 | 0 | 1708.6912 | 0 | 0 | 0 | 6685.254 | 250 | 4 | Summer
2018-09-07 05:00 | 27.3467 | 1013.2346 | 85.8757 | 785.6283 | 884.6536 | 0 | 7.8401 | 579.9456 | 308.5144 | 226.6048 | 1470.7989 | 0 | 0.35793 | 0.0066875 | 0 | 0.13314 | 0 | 0 | 1813.9377 | 0 | 0 | 0 | 7204.8781 | 250 | 5 | Summer
2018-09-07 06:00 | 35.7237 | 919.7726 | 174.0534 | 1129.975 | 906.2009 | 0 | 31.9189 | 761.0493 | 303.4764 | 353.6493 | 1780.4513 | 0 | 0.90482 | 0.0058681 | 0 | 0.33656 | 0 | 0 | 1762.1143 | 0 | 0 | 0 | 8159.6326 | 250 | 6 | Summer
2018-09-07 07:00 | 29.0085 | 943.8212 | 238.7956 | 1252.022 | 950.3018 | 0 | 19.6806 | 960.9815 | 281.8143 | 407.2263 | 2019.3027 | 0 | 1.6199 | 0.0052298 | 0 | 0.60254 | 0 | 0 | 1774.2017 | 0 | 0 | 0 | 8879.3838 | 250 | 7 | Summer
2018-09-07 08:00 | 13.939 | 1077.1634 | 231.9922 | 1220.9891 | 988.4979 | 0 | 7.8895 | 1172.255 | 373.0294 | 542.0017 | 2261.935 | 0 | 1.8013 | 0.0052818 | 0 | 0.67 | 0 | 0 | 1893.741 | 0 | 0 | 0 | 9785.9096 | 250 | 8 | Summer
2018-09-07 09:00 | 6.8358 | 1308.6307 | 220.4585 | 1298.3322 | 1009.6172 | 0 | 3.7367 | 1419.8941 | 427.8536 | 606.3708 | 2474.5644 | 0 | 1.6843 | 0.0053458 | 0 | 0.6265 | 0 | 0 | 1982.7553 | 0 | 0 | 0 | 10761.3654 | 250 | 9 | Summer
2018-09-07 10:00 | 3.0215 | 1563.5265 | 206.3709 | 1269.9163 | 1010.5678 | 0 | 1.8515 | 1639.0299 | 455.0172 | 646.0629 | 2638.6234 | 0 | 1.9411 | 0.0054094 | 0 | 0.72201 | 0 | 0 | 2009.936 | 0 | 0 | 0 | 11446.5924 | 250 | 10 | Summer
2018-09-07 11:00 | 1.6079 | 1835.1175 | 190.8239 | 1244.5059 | 1012.3121 | 0 | 1.1703 | 1802.5953 | 462.3411 | 659.7479 | 2689.9497 | 0 | 2.3789 | 0.0054267 | 0 | 0.88484 | 0 | 0 | 2029.2342 | 0 | 0 | 0 | 11932.6749 | 250 | 11 | Summer
2018-09-07 12:00 | 1.4183 | 2135.7612 | 182.9111 | 1210.0401 | 1019.2149 | 0 | 0.94596 | 1925.8169 | 458.7746 | 648.905 | 2668.8794 | 0 | 2.7429 | 0.0062213 | 0 | 1.0203 | 0 | 0 | 2060.8543 | 0 | 0 | 0 | 12317.2912 | 250 | 12 | Summer
2018-09-07 13:00 | 0.33516 | 2415.936 | 176.1551 | 1099.6096 | 990.6307 | 0 | 1.1374 | 1962.0452 | 445.1313 | 635.8039 | 2591.4688 | 0 | 2.7799 | 0.0055224 | 0 | 1.034 | 0 | 0 | 2062.3113 | 0 | 0 | 0 | 12384.3839 | 250 | 13 | Summer
2018-09-07 14:00 | 0.31172 | 2672.8845 | 177.5245 | 1124.1138 | 980.014 | 0 | 1.2525 | 1925.0532 | 418.8248 | 617.6742 | 2459.3874 | 0 | 3.1107 | 0.0062666 | 0 | 1.1571 | 0 | 0 | 2024.7401 | 0 | 0 | 0 | 12406.0548 | 250 | 14 | Summer
2018-09-07 15:00 | 0.40514 | 2902.0462 | 190.3394 | 1190.2063 | 1015.4287 | 0 | 1.392 | 1861.0692 | 385.6986 | 611.5916 | 2331.3537 | 0 | 4.1642 | 0.0055074 | 0 | 1.5489 | 0 | 0 | 1956.062 | 0 | 0 | 0 | 12451.3113 | 250 | 15 | Summer
2018-09-07 16:00 | 0.46447 | 3038.7909 | 222.0817 | 1360.7294 | 1088.1798 | 0 | 1.5423 | 1734.1575 | 353.0903 | 526.638 | 2232.2851 | 0 | 5.3076 | 0.0054615 | 0 | 1.9742 | 0 | 0 | 1831.3525 | 0 | 0 | 0 | 12396.5992 | 250 | 16 | Summer
2018-09-07 17:00 | 0.78078 | 3029.6143 | 283.5451 | 1524.7393 | 1159.5202 | 0 | 1.8289 | 1525.2077 | 320.7475 | 512.853 | 2151.4078 | 0 | 6.0467 | 0.0055299 | 0 | 2.2491 | 0 | 0 | 1671.4193 | 0 | 0 | 0 | 12189.9654 | 250 | 17 | Summer
2018-09-07 18:00 | 1.0109 | 2823.3913 | 374.836 | 1559.9165 | 1156.7386 | 0 | 2.6345 | 1269.7934 | 294.2638 | 496.0539 | 1943.3843 | 0 | 4.5788 | 0.0055856 | 0 | 1.7031 | 0 | 0 | 1636.1772 | 0 | 0 | 0 | 11564.4878 | 250 | 18 | Summer
2018-09-07 19:00 | 1.7259 | 2397.468 | 506.8298 | 1512.6504 | 1118.0195 | 0 | 3.3452 | 963.4329 | 375.5619 | 461.2003 | 1848.5741 | 0 | 2.4966 | 0.0055673 | 0 | 0.92863 | 0 | 0 | 1651.6884 | 0 | 0 | 0 | 10843.9273 | 250 | 19 | Summer
2018-09-07 20:00 | 2.3663 | 2084.2777 | 653.9688 | 1423.3771 | 1068.3941 | 0 | 3.6198 | 740.9588 | 416.4657 | 384.0583 | 1750.6585 | 0 | 1.8846 | 0.0055338 | 0 | 0.70098 | 0 | 0 | 1608.161 | 0 | 0 | 0 | 10138.8971 | 250 | 20 | Summer
2018-09-07 21:00 | 3.4342 | 1866.5795 | 661.1591 | 1364.2309 | 1019.8969 | 0 | 1.553 | 589.1468 | 384.8617 | 307.5842 | 1662.7357 | 0 | 1.426 | 0.0055769 | 0 | 0.53041 | 0 | 0 | 1588.0177 | 0 | 0 | 0 | 9451.1617 | 250 | 21 | Summer
2018-09-07 22:00 | 4.3966 | 1606.5595 | 344.5455 | 1146.4184 | 914.1791 | 0 | 0.67041 | 504.826 | 331.3201 | 254.0665 | 1607.0486 | 0 | 0.92774 | 0.0055026 | 0 | 0.34508 | 0 | 0 | 1534.3022 | 0 | 0 | 0 | 8249.6113 | 250 | 22 | Summer
2018-09-07 23:00 | 6.4049 | 1360.2507 | 129.9297 | 827.1451 | 873.7611 | 0 | 0.92541 | 443.2172 | 297.0778 | 219.5903 | 1570.8808 | 0 | 0.67133 | 0.0054758 | 0 | 0.24971 | 0 | 0 | 1523.7074 | 0 | 0 | 0 | 7253.8169 | 250 | 23 | Summer
2018-09-08 | 7.5166 | 1188.0455 | 83.2045 | 584.092 | 864.9031 | 0 | 1.38 | 356.7469 | 279.5629 | 184.0196 | 1506.0013 | 0 | 0.37491 | 0.006053 | 0 | 0.13945 | 0 | 0 | 1523.5081 | 0 | 0 | 0 | 6579.5009 | 251 | 0 | Winter
2018-09-08 01:00 | 9.9425 | 1040.6503 | 75.9442 | 488.4369 | 858.9579 | 0 | 1.6067 | 352.9362 | 255.9752 | 153.159 | 1557.1641 | 0 | 0.24258 | 0.0059714 | 0 | 0.09023 | 0 | 0 | 1548.655 | 0 | 0 | 0 | 6343.7669 | 251 | 1 | Winter
2018-09-08 02:00 | 13.208 | 909.5709 | 74.1733 | 442.2956 | 854.8298 | 0 | 1.9323 | 335.4211 | 250.1968 | 154.1743 | 1530.9542 | 0 | 0.1157 | 0.0059348 | 0 | 0.043037 | 0 | 0 | 1590.9059 | 0 | 0 | 0 | 6157.8269 | 251 | 2 | Winter
2018-09-08 03:00 | 17.335 | 805.8833 | 74.1733 | 434.8176 | 856.7494 | 0 | 2.3688 | 340.1727 | 248.3003 | 167.5943 | 1497.1429 | 0 | 0.15296 | 0.0058774 | 0 | 0.056895 | 0 | 0 | 1616.3245 | 0 | 0 | 0 | 6061.0778 | 251 | 3 | Winter
2018-09-08 04:00 | 22.8293 | 691.1734 | 74.4823 | 459.6362 | 873.0573 | 0 | 4.0476 | 352.523 | 250.4716 | 183.1021 | 1449.9068 | 0 | 0.086122 | 0.0067227 | 0 | 0.032034 | 0 | 0 | 1699.6986 | 0 | 0 | 0 | 6061.0532 | 251 | 4 | Winter
2018-09-08 05:00 | 29.4089 | 604.1236 | 80.6623 | 574.8457 | 892.048 | 0 | 7.3436 | 385.886 | 255.7728 | 204.8251 | 1396.508 | 0 | 0.35379 | 0.0064357 | 0 | 0.1316 | 0 | 0 | 1792.3526 | 0 | 0 | 0 | 6224.2684 | 251 | 5 | Winter
2018-09-08 06:00 | 33.9245 | 540.8141 | 119.614 | 805.288 | 906.0976 | 0 | 29.7088 | 458.4598 | 212.891 | 252.4128 | 1505.2127 | 0 | 0.90226 | 0.0058586 | 0 | 0.3356 | 0 | 0 | 1757.7447 | 0 | 0 | 0 | 6623.4117 | 251 | 6 | Winter
2018-09-08 07:00 | 33.6954 | 559.7838 | 188.9258 | 1112.6947 | 935.975 | 0 | 23.4374 | 538.6585 | 144.6223 | 288.5192 | 1486.0485 | 0 | 1.6137 | 0.0052278 | 0 | 0.60023 | 0 | 0 | 1767.5503 | 0 | 0 | 0 | 7082.1301 | 251 | 7 | Winter
2018-09-08 08:00 | 25.1641 | 673.5522 | 242.9264 | 1340.1138 | 990.7596 | 0 | 16.4044 | 639.7526 | 189.3831 | 398.9965 | 1459.9881 | 0 | 1.8067 | 0.0053606 | 0 | 0.67203 | 0 | 0 | 1899.2871 | 0 | 0 | 0 | 7878.8119 | 251 | 8 | Winter
2018-09-08 09:00 | 19.2403 | 854.1814 | 264.3301 | 1406.202 | 1021.8061 | 0 | 12.0099 | 800.9307 | 216.2907 | 451.6876 | 1471.5645 | 0 | 1.6935 | 0.0054135 | 0 | 0.62993 | 0 | 0 | 1993.4528 | 0 | 0 | 0 | 8514.0248 | 251 | 9 | Winter
2018-09-08 10:00 | 14.8861 | 1103.898 | 259.3218 | 1399.0141 | 1025.073 | 0 | 9.1096 | 983.1675 | 230.3457 | 487.9654 | 1533.5512 | 0 | 1.9574 | 0.0055438 | 0 | 0.72808 | 0 | 0 | 2026.6812 | 0 | 0 | 0 | 9075.7048 | 251 | 10 | Winter
2018-09-08 11:00 | 11.0842 | 1375.9145 | 239.936 | 1430.9652 | 1029.0663 | 0 | 6.5541 | 1129.921 | 237.352 | 522.9605 | 1574.19 | 0 | 2.3903 | 0.0056648 | 0 | 0.88908 | 0 | 0 | 2038.8295 | 0 | 0 | 0 | 9600.0583 | 251 | 11 | Winter
2018-09-08 12:00 | 8.8475 | 1638.1484 | 228.7179 | 1367.0758 | 1037.6266 | 0 | 4.9791 | 1243.6024 | 239.1115 | 538.4783 | 1597.9018 | 0 | 2.7328 | 0.005795 | 0 | 1.0165 | 0 | 0 | 2053.0485 | 0 | 0 | 0 | 9961.2928 | 251 | 12 | Winter
2018-09-08 13:00 | 5.1406 | 1916.9331 | 222.9757 | 1300.7515 | 1010.1119 | 0 | 4.33 | 1313.6654 | 238.5164 | 558.3137 | 1609.9614 | 0 | 2.7517 | 0.0059819 | 0 | 1.0235 | 0 | 0 | 2041.5048 | 0 | 0 | 0 | 10225.9858 | 251 | 13 | Winter
2018-09-08 14:00 | 3.5217 | 2196.8883 | 227.7465 | 1293.9039 | 999.7731 | 0 | 4.1905 | 1325.112 | 234.9383 | 556.9015 | 1631.1355 | 0 | 3.0031 | 0.006058 | 0 | 1.117 | 0 | 0 | 1954.8022 | 0 | 0 | 0 | 10433.0396 | 251 | 14 | Winter
2018-09-08 15:00 | 2.53 | 2433.7256 | 237.6236 | 1311.9644 | 1038.4607 | 0 | 4.6047 | 1311.8301 | 229.9111 | 549.7245 | 1678.883 | 0 | 3.8589 | 0.0059728 | 0 | 1.4354 | 0 | 0 | 1812.5055 | 0 | 0 | 0 | 10617.0635 | 251 | 15 | Winter
2018-09-08 16:00 | 1.762 | 2589.7801 | 262.2471 | 1463.7123 | 1111.9215 | 0 | 4.0011 | 1259.7751 | 225.8078 | 465.9831 | 1741.6208 | 0 | 4.7736 | 0.0051456 | 0 | 1.7756 | 0 | 0 | 1647.0576 | 0 | 0 | 0 | 10780.2229 | 251 | 16 | Winter
2018-09-08 17:00 | 1.8489 | 2571.3348 | 307.9573 | 1574.2385 | 1179.8449 | 0 | 3.9248 | 1130.5673 | 223.5492 | 452.1543 | 1803.5482 | 0 | 5.3651 | 0.0042526 | 0 | 1.9956 | 0 | 0 | 1482.8599 | 0 | 0 | 0 | 10739.1931 | 251 | 17 | Winter
2018-09-08 18:00 | 1.9098 | 2356.8916 | 391.3822 | 1579.5611 | 1169.2472 | 0 | 4.5348 | 973.0751 | 222.7556 | 430.2974 | 1709.4431 | 0 | 4.0084 | 0.0042783 | 0 | 1.491 | 0 | 0 | 1432.4624 | 0 | 0 | 0 | 10277.064 | 251 | 18 | Winter
2018-09-08 19:00 | 2.4966 | 1977.8165 | 532.6654 | 1497.2351 | 1128.7023 | 0 | 5.5968 | 773.5559 | 331.2753 | 390.4982 | 1699.4077 | 0 | 2.1738 | 0.004998 | 0 | 0.80858 | 0 | 0 | 1437.8519 | 0 | 0 | 0 | 9780.089 | 251 | 19 | Winter
2018-09-08 20:00 | 3.1095 | 1671.4564 | 686.4885 | 1405.4437 | 1076.0923 | 0 | 7.8621 | 629.5017 | 382.351 | 341.8915 | 1680.8259 | 0 | 1.6471 | 0.0049167 | 0 | 0.61266 | 0 | 0 | 1405.3008 | 0 | 0 | 0 | 9292.588 | 251 | 20 | Winter
2018-09-08 21:00 | 4.2294 | 1434.1887 | 695.2928 | 1276.1817 | 1026.8121 | 0 | 2.6777 | 505.7501 | 359.3392 | 295.9474 | 1637.0345 | 0 | 1.263 | 0.004895 | 0 | 0.46978 | 0 | 0 | 1406.6439 | 0 | 0 | 0 | 8645.8351 | 251 | 21 | Winter
2018-09-08 22:00 | 5.1083 | 1183.8542 | 375.9725 | 1062.1143 | 918.2743 | 0 | 2.3631 | 432.7397 | 310.6487 | 237.5708 | 1581.5595 | 0 | 0.84196 | 0.004886 | 0 | 0.31317 | 0 | 0 | 1392.1913 | 0 | 0 | 0 | 7503.5567 | 251 | 22 | Winter
2018-09-08 23:00 | 7.3001 | 972.1035 | 143.5259 | 778.761 | 872.3428 | 0 | 3.6852 | 376.8914 | 276.083 | 190.112 | 1542.7824 | 0 | 0.61014 | 0.0056471 | 0 | 0.22695 | 0 | 0 | 1385.0879 | 0 | 0 | 0 | 6549.5179 | 251 | 23 | Winter
2018-09-09 | 10.5953 | 817.9482 | 86.8345 | 593.0026 | 863.2681 | 0 | 4.8881 | 331.0603 | 262.7998 | 163.4846 | 1547.7876 | 0 | 1.0109 | 0.0083037 | 0 | 0.37601 | 0 | 0 | 1241.476 | 0 | 0 | 0 | 5924.5403 | 252 | 0 | Fall
2018-09-09 01:00 | 15.0317 | 701.7926 | 76.6585 | 497.5642 | 856.7556 | 0 | 3.5509 | 289.9502 | 246.2238 | 153.106 | 1436.644 | 0 | 0.40715 | 0.008072 | 0 | 0.15144 | 0 | 0 | 1248.2404 | 0 | 0 | 0 | 5526.0846 | 252 | 1 | Fall
2018-09-09 02:00 | 23.2763 | 604.9717 | 74.1733 | 451.1652 | 853.2138 | 0 | 4.9341 | 286.3385 | 241.1178 | 157.5115 | 1430.7921 | 0 | 0.34607 | 0.0088334 | 0 | 0.12872 | 0 | 0 | 1186.1249 | 0 | 0 | 0 | 5314.1028 | 252 | 2 | Fall
2018-09-09 03:00 | 31.9768 | 530.345 | 74.1733 | 446.8153 | 855.8143 | 0 | 6.0199 | 282.4096 | 237.6324 | 169.673 | 1387.7021 | 0 | 0.24856 | 0.0086142 | 0 | 0.092454 | 0 | 0 | 1146.3653 | 0 | 0 | 0 | 5169.2767 | 252 | 3 | Fall
2018-09-09 04:00 | 46.4091 | 438.3649 | 74.4819 | 464.9942 | 872.9906 | 0 | 7.7804 | 284.0537 | 242.2733 | 185.7103 | 1354.8697 | 0 | 0.048144 | 0.0085544 | 0 | 0.017907 | 0 | 0 | 1154.3292 | 0 | 0 | 0 | 5126.3318 | 252 | 4 | Fall
2018-09-09 05:00 | 65.5635 | 365.1857 | 80.2165 | 579.1845 | 892.4673 | 0 | 17.7982 | 319.8695 | 251.3872 | 210.9499 | 1320.1457 | 0 | 0.14679 | 0.0082531 | 0 | 0.054598 | 0 | 0 | 1143.2551 | 0 | 0 | 0 | 5246.2328 | 252 | 5 | Fall
2018-09-09 06:00 | 83.3608 | 320.6851 | 119.5265 | 809.6563 | 906.0357 | 0 | 70.3818 | 359.6558 | 205.6684 | 251.9619 | 1265.2003 | 0 | 0.30732 | 0.008491 | 0 | 0.11431 | 0 | 0 | 1129.6631 | 0 | 0 | 0 | 5522.2258 | 252 | 6 | Fall
2018-09-09 07:00 | 72.8205 | 345.3107 | 189.5165 | 1092.3224 | 935.6988 | 0 | 51.4061 | 404.3848 | 120.0336 | 279.758 | 1235.8067 | 0 | 0.52689 | 0.0079985 | 0 | 0.19598 | 0 | 0 | 1098.6799 | 0 | 0 | 0 | 5826.4687 | 252 | 7 | Fall
2018-09-09 08:00 | 39.9047 | 475.4245 | 244.8042 | 1283.2116 | 990.62 | 0 | 32.9198 | 463.8611 | 137.9289 | 389.1793 | 1275.7444 | 0 | 0.9866 | 0.0079775 | 0 | 0.36698 | 0 | 0 | 1083.4945 | 0 | 0 | 0 | 6418.4545 | 252 | 8 | Fall
2018-09-09 09:00 | 18.6778 | 676.3217 | 266.6812 | 1376.9085 | 1021.934 | 0 | 14.9326 | 569.8052 | 158.1587 | 427.4393 | 1293.7131 | 0 | 1.7587 | 0.008066 | 0 | 0.65417 | 0 | 0 | 1091.9457 | 0 | 0 | 0 | 6918.9388 | 252 | 9 | Fall
2018-09-09 10:00 | 8.8574 | 916.1332 | 259.0184 | 1392.3583 | 1024.9472 | 0 | 7.6593 | 688.6985 | 177.2739 | 451.7379 | 1309.5744 | 0 | 2.338 | 0.0065921 | 0 | 0.86965 | 0 | 0 | 1065.7583 | 0 | 0 | 0 | 7305.2311 | 252 | 10 | Fall
2018-09-09 11:00 | 3.8783 | 1192.5778 | 239.5781 | 1446.9897 | 1029.1956 | 0 | 5.3137 | 805.7565 | 191.8208 | 484.9945 | 1337.8689 | 0 | 3.0067 | 0.0079734 | 0 | 1.1184 | 0 | 0 | 1085.4732 | 0 | 0 | 0 | 7827.58 | 252 | 11 | Fall
2018-09-09 12:00 | 2.5972 | 1481.0184 | 229.008 | 1426.5573 | 1037.9989 | 0 | 4.084 | 899.2774 | 200.512 | 500.7606 | 1390.8021 | 0 | 3.8152 | 0.0078611 | 0 | 1.4191 | 0 | 0 | 1091.795 | 0 | 0 | 0 | 8269.653 | 252 | 12 | Fall
2018-09-09 13:00 | 0.43743 | 1779.3191 | 224.3995 | 1328.0731 | 1010.5547 | 0 | 3.9947 | 957.9149 | 204.1428 | 515.349 | 1432.3599 | 0 | 3.9279 | 0.0079713 | 0 | 1.461 | 0 | 0 | 1095.9842 | 0 | 0 | 0 | 8557.9262 | 252 | 13 | Fall
2018-09-09 14:00 | 0.060968 | 2073.3039 | 228.3355 | 1310.1899 | 1000.0396 | 0 | 3.1281 | 995.8936 | 202.0859 | 521.0137 | 1477.5118 | 0 | 4.1404 | 0.0085216 | 0 | 1.5401 | 0 | 0 | 1119.4796 | 0 | 0 | 0 | 8936.7316 | 252 | 14 | Fall
2018-09-09 15:00 | 0.00032778 | 2365.1979 | 235.9865 | 1330.3312 | 1037.759 | 0 | 2.9925 | 1015.7908 | 194.6806 | 524.0703 | 1516.5853 | 0 | 4.3388 | 0.008523 | 0 | 1.6138 | 0 | 0 | 1098.0487 | 0 | 0 | 0 | 9327.4043 | 252 | 15 | Fall
2018-09-09 16:00 | 0 | 2549.0238 | 261.9837 | 1427.7617 | 1112.0179 | 0 | 3.2087 | 981.9535 | 185.3981 | 445.5387 | 1545.832 | 0 | 4.8919 | 0.0084376 | 0 | 1.8196 | 0 | 0 | 1095.5631 | 0 | 0 | 0 | 9615.0012 | 252 | 16 | Fall
2018-09-09 17:00 | 0.044087 | 2585.8286 | 308.7819 | 1554.7421 | 1179.6081 | 0 | 3.2078 | 897.9847 | 175.184 | 434.8627 | 1571.18 | 0 | 4.4087 | 0.0084127 | 0 | 1.6399 | 0 | 0 | 1060.1403 | 0 | 0 | 0 | 9777.6214 | 252 | 17 | Fall
2018-09-09 18:00 | 0.053265 | 2325.5521 | 393.2351 | 1533.6122 | 1168.9917 | 0 | 4.1451 | 763.7068 | 164.6234 | 416.0529 | 1583.9365 | 0 | 5.1788 | 0.0079563 | 0 | 1.9263 | 0 | 0 | 1057.4583 | 0 | 0 | 0 | 9418.4804 | 252 | 18 | Fall
2018-09-09 19:00 | 0.19847 | 1907.1186 | 533.3264 | 1457.5361 | 1129.4144 | 0 | 4.5753 | 595.5664 | 261.8699 | 380.8888 | 1561.8899 | 0 | 5.043 | 0.0080651 | 0 | 1.8758 | 0 | 0 | 1050.5969 | 0 | 0 | 0 | 8889.908 | 252 | 19 | Fall
2018-09-09 20:00 | 0.39432 | 1589.6879 | 684.6898 | 1397.2819 | 1075.1935 | 0 | 6.8968 | 493.4178 | 303.6159 | 335.6672 | 1527.7768 | 0 | 4.1844 | 0.0081825 | 0 | 1.5564 | 0 | 0 | 1049.1533 | 0 | 0 | 0 | 8469.5241 | 252 | 20 | Fall
2018-09-09 21:00 | 1.135 | 1349.4665 | 698.0227 | 1303.3204 | 1026.7973 | 0 | 3.3392 | 424.3469 | 292.2346 | 293.8556 | 1478.6656 | 0 | 3.4312 | 0.0068023 | 0 | 1.2763 | 0 | 0 | 1034.4319 | 0 | 0 | 0 | 7910.33 | 252 | 21 | Fall
2018-09-09 22:00 | 2.6783 | 1116.1253 | 380.3126 | 1058.2928 | 918.5388 | 0 | 2.2636 | 387.1391 | 280.3088 | 239.4065 | 1425.497 | 0 | 2.6642 | 0.0069018 | 0 | 0.99097 | 0 | 0 | 1066.3922 | 0 | 0 | 0 | 6880.617 | 252 | 22 | Fall
2018-09-09 23:00 | 5.4117 | 916.7754 | 142.2129 | 801.6045 | 872.3472 | 0 | 3.2668 | 358.6224 | 267.4478 | 193.74 | 1387.8625 | 0 | 1.7775 | 0.0065818 | 0 | 0.66115 | 0 | 0 | 1111.0093 | 0 | 0 | 0 | 6062.7459 | 252 | 23 | Fall
2018-09-10 | 8.4272 | 712.4036 | 86.107 | 654.6691 | 863.3739 | 0 | 4.495 | 314.8571 | 254.282 | 163.8974 | 1415.5104 | 0 | 0.94042 | 0.00791 | 0 | 0.3498 | 0 | 0 | 1155.4154 | 0 | 0 | 0 | 5634.7362 | 253 | 0 | Winter
2018-09-10 01:00 | 12.5812 | 613.7317 | 76.5737 | 496.705 | 856.8634 | 0 | 4.0423 | 280.4345 | 269.2644 | 161.6908 | 1478.6727 | 0 | 0.38254 | 0.0077724 | 0 | 0.14229 | 0 | 0 | 1172.1152 | 0 | 0 | 0 | 5423.2074 | 253 | 1 | Winter
2018-09-10 02:00 | 22.9604 | 522.6605 | 74.3718 | 456.1908 | 853.2563 | 0 | 5.481 | 283.3183 | 266.4136 | 152.9993 | 1445.5497 | 0 | 0.32302 | 0.0083444 | 0 | 0.12015 | 0 | 0 | 1107.619 | 0 | 0 | 0 | 5191.2721 | 253 | 2 | Winter
2018-09-10 03:00 | 36.1632 | 449.0542 | 74.3718 | 455.3784 | 855.7372 | 0 | 7.4668 | 296.1149 | 267.6611 | 154.8238 | 1409.3309 | 0 | 0.23544 | 0.0083853 | 0 | 0.087574 | 0 | 0 | 1085.6323 | 0 | 0 | 0 | 5092.066 | 253 | 3 | Winter
2018-09-10 04:00 | 53.3121 | 372.9904 | 74.5435 | 545.4005 | 870.5145 | 0 | 10.4442 | 322.3451 | 278.4037 | 180.7234 | 1411.4274 | 0 | 0.045132 | 0.0083419 | 0 | 0.016787 | 0 | 0 | 1083.4691 | 0 | 0 | 0 | 5203.6442 | 253 | 4 | Winter
2018-09-10 05:00 | 73.7987 | 311.0794 | 85.1191 | 789.9504 | 885.149 | 0 | 21.2995 | 402.0805 | 308.5144 | 222.9912 | 1470.7989 | 0 | 0.13615 | 0.0080937 | 0 | 0.050642 | 0 | 0 | 1063.942 | 0 | 0 | 0 | 5634.9179 | 253 | 5 | Winter
2018-09-10 06:00 | 95.9384 | 276.5147 | 171.3783 | 1105.5996 | 906.2583 | 0 | 81.3594 | 534.8941 | 303.5388 | 350.5249 | 1780.4513 | 0 | 0.28647 | 0.0082628 | 0 | 0.10655 | 0 | 0 | 1051.9039 | 0 | 0 | 0 | 6658.7629 | 253 | 6 | Winter
2018-09-10 07:00 | 86.7518 | 290.7884 | 235.8782 | 1277.1707 | 949.8365 | 0 | 59.5227 | 684.2622 | 281.8143 | 403.0515 | 2019.3027 | 0 | 0.49676 | 0.0078148 | 0 | 0.18477 | 0 | 0 | 1035.038 | 0 | 0 | 0 | 7324.1064 | 253 | 7 | Winter
2018-09-10 08:00 | 45.0295 | 402.9987 | 229.982 | 1220.6957 | 987.3008 | 0 | 26.2205 | 852.8044 | 373.0294 | 538.9423 | 2261.935 | 0 | 0.93066 | 0.0064266 | 0 | 0.34617 | 0 | 0 | 1021.9383 | 0 | 0 | 0 | 7962.1596 | 253 | 8 | Winter
2018-09-10 09:00 | 16.8764 | 617.6018 | 220.1862 | 1269.2072 | 1008.8692 | 0 | 7.8118 | 1069.0752 | 427.8536 | 601.3717 | 2474.5644 | 0 | 1.6693 | 0.006458 | 0 | 0.62092 | 0 | 0 | 1036.644 | 0 | 0 | 0 | 8752.3584 | 253 | 9 | Winter
2018-09-10 10:00 | 5.8947 | 909.5032 | 206.9794 | 1285.1962 | 1009.9031 | 0 | 2.5584 | 1316.8795 | 455.0172 | 643.2886 | 2638.6234 | 0 | 2.2451 | 0.0063852 | 0 | 0.83507 | 0 | 0 | 1023.2396 | 0 | 0 | 0 | 9500.1698 | 253 | 10 | Winter
2018-09-10 11:00 | 1.7153 | 1225.495 | 190.4379 | 1240.0721 | 1011.9906 | 0 | 1.4298 | 1507.4486 | 462.3411 | 658.9816 | 2689.9497 | 0 | 2.9417 | 0.007755 | 0 | 1.0942 | 0 | 0 | 1061.9704 | 0 | 0 | 0 | 10055.8758 | 253 | 11 | Winter
2018-09-10 12:00 | 1.3751 | 1535.8557 | 182.1646 | 1208.0288 | 1018.9422 | 0 | 1.1377 | 1612.4392 | 458.7746 | 649.285 | 2668.8794 | 0 | 3.7797 | 0.007772 | 0 | 1.4059 | 0 | 0 | 1081.6958 | 0 | 0 | 0 | 10423.7714 | 253 | 12 | Winter
2018-09-10 13:00 | 0.11997 | 1839.8203 | 175.219 | 1122.7406 | 990.5557 | 0 | 1.2519 | 1636.1912 | 445.1313 | 631.7877 | 2591.4688 | 0 | 3.8943 | 0.0077358 | 0 | 1.4485 | 0 | 0 | 1086.572 | 0 | 0 | 0 | 10526.2091 | 253 | 13 | Winter
2018-09-10 14:00 | 0.052282 | 2123.2969 | 178.1238 | 1096.8162 | 980.5352 | 0 | 1.3173 | 1594.5785 | 418.8248 | 617.9827 | 2459.3874 | 0 | 4.1352 | 0.0083943 | 0 | 1.5381 | 0 | 0 | 1118.0427 | 0 | 0 | 0 | 10594.6395 | 253 | 14 | Winter
2018-09-10 15:00 | 0.068179 | 2360.3184 | 192.4379 | 1149.2413 | 1016.5013 | 0 | 1.3752 | 1511.2349 | 385.6986 | 610.7538 | 2331.3537 | 0 | 4.3483 | 0.0083143 | 0 | 1.6174 | 0 | 0 | 1100.5579 | 0 | 0 | 0 | 10665.5152 | 253 | 15 | Winter
2018-09-10 16:00 | 0 | 2539.6767 | 224.7684 | 1357.7455 | 1090.0669 | 0 | 1.42 | 1394.1838 | 353.0903 | 522.5549 | 2232.2851 | 0 | 4.9384 | 0.0083456 | 0 | 1.8369 | 0 | 0 | 1106.0466 | 0 | 0 | 0 | 10828.6218 | 253 | 16 | Winter
2018-09-10 17:00 | 0.032942 | 2582.4145 | 283.9363 | 1538.1214 | 1160.4823 | 0 | 1.6089 | 1233.8189 | 320.7475 | 510.5583 | 2151.4078 | 0 | 4.5024 | 0.0083716 | 0 | 1.6747 | 0 | 0 | 1082.5083 | 0 | 0 | 0 | 10871.8226 | 253 | 17 | Winter
2018-09-10 18:00 | 0 | 2310.8164 | 372.0041 | 1552.2988 | 1156.1731 | 0 | 2.1982 | 1012.3086 | 294.2638 | 490.0649 | 1943.3843 | 0 | 5.3002 | 0.0086417 | 0 | 1.9714 | 0 | 0 | 1082.2745 | 0 | 0 | 0 | 10223.0669 | 253 | 18 | Winter
2018-09-10 19:00 | 0.01557 | 1908.4804 | 507.3238 | 1493.034 | 1118.7109 | 0 | 2.9035 | 761.2791 | 384.8575 | 454.9065 | 1848.5741 | 0 | 5.1786 | 0.0087013 | 0 | 1.9262 | 0 | 0 | 1078.7592 | 0 | 0 | 0 | 9565.958 | 253 | 19 | Winter
2018-09-10 20:00 | 0.17143 | 1583.5093 | 656.5419 | 1427.4756 | 1068.3882 | 0 | 3.5587 | 573.0729 | 416.4657 | 379.2793 | 1750.6585 | 0 | 4.2275 | 0.0080527 | 0 | 1.5725 | 0 | 0 | 1060.0141 | 0 | 0 | 0 | 8924.9437 | 253 | 20 | Winter
2018-09-10 21:00 | 0.43841 | 1352.6012 | 657.413 | 1341.827 | 1020.3622 | 0 | 1.9032 | 466.7023 | 384.8617 | 302.858 | 1662.7357 | 0 | 3.4017 | 0.0066958 | 0 | 1.2653 | 0 | 0 | 1025.5203 | 0 | 0 | 0 | 8221.8966 | 253 | 21 | Winter
2018-09-10 22:00 | 1.3618 | 1137.0372 | 342.9166 | 1131.7971 | 914.3644 | 0 | 1.2516 | 412.1549 | 331.3201 | 249.3979 | 1607.0486 | 0 | 2.6024 | 0.0065971 | 0 | 0.96798 | 0 | 0 | 1041.6091 | 0 | 0 | 0 | 7173.8362 | 253 | 22 | Winter
2018-09-10 23:00 | 2.8919 | 933.6374 | 131.0167 | 835.6079 | 873.4831 | 0 | 1.964 | 367.3054 | 297.0778 | 214.9088 | 1570.8808 | 0 | 1.7674 | 0.0065485 | 0 | 0.6574 | 0 | 0 | 1104.737 | 0 | 0 | 0 | 6335.942 | 253 | 23 | Winter
2018-09-11 | 4.3295 | 815.6113 | 82.9333 | 626.6837 | 864.8181 | 0 | 2.5857 | 305.1637 | 279.5629 | 178.9371 | 1506.0013 | 0 | 0.37113 | 0.0056716 | 0 | 0.13804 | 0 | 0 | 1508.0867 | 0 | 0 | 0 | 6175.228 | 254 | 0 | Winter
2018-09-11 01:00 | 6.5122 | 719.712 | 75.8996 | 497.0151 | 858.766 | 0 | 2.5267 | 279.5759 | 269.2644 | 160.1446 | 1478.6727 | 0 | 0.23574 | 0.0055058 | 0 | 0.087684 | 0 | 0 | 1499.0675 | 0 | 0 | 0 | 5847.4857 | 254 | 1 | Winter
2018-09-11 02:00 | 12.3217 | 616.3756 | 74.3718 | 441.5393 | 854.8886 | 0 | 3.5316 | 284.0917 | 266.4136 | 152.4844 | 1445.5497 | 0 | 0.11164 | 0.0055924 | 0 | 0.041524 | 0 | 0 | 1532.9727 | 0 | 0 | 0 | 5684.6994 | 254 | 2 | Winter
2018-09-11 03:00 | 19.807 | 516.4057 | 74.3718 | 452.0979 | 856.8596 | 0 | 4.6903 | 294.543 | 267.6611 | 154.4394 | 1409.3309 | 0 | 0.14742 | 0.0055747 | 0 | 0.054836 | 0 | 0 | 1556.6684 | 0 | 0 | 0 | 5607.0829 | 254 | 3 | Winter
2018-09-11 04:00 | 30.2458 | 426.1668 | 74.5406 | 539.0128 | 870.3866 | 0 | 6.5752 | 325.5635 | 278.4037 | 181.5443 | 1411.4274 | 0 | 0.083597 | 0.0063811 | 0 | 0.031095 | 0 | 0 | 1645.6782 | 0 | 0 | 0 | 5789.6659 | 254 | 4 | Winter
2018-09-11 05:00 | 39.3293 | 364.308 | 85.8681 | 792.5838 | 884.6453 | 0 | 11.1299 | 407.1668 | 308.5144 | 222.8599 | 1470.7989 | 0 | 0.34402 | 0.0063055 | 0 | 0.12796 | 0 | 0 | 1744.2048 | 0 | 0 | 0 | 6331.8875 | 254 | 5 | Winter
2018-09-11 06:00 | 46.3098 | 319.9789 | 172.2905 | 1089.4267 | 906.2151 | 0 | 40.0263 | 541.4398 | 306.6316 | 351.8077 | 1780.4513 | 0 | 0.86878 | 0.0055654 | 0 | 0.32315 | 0 | 0 | 1691.8766 | 0 | 0 | 0 | 7247.6518 | 254 | 6 | Winter
2018-09-11 07:00 | 41.1464 | 349.2905 | 236.09 | 1202.7909 | 949.5852 | 0 | 24.2033 | 699.0971 | 281.8143 | 404.6821 | 2019.3027 | 0 | 1.5877 | 0.0056612 | 0 | 0.59055 | 0 | 0 | 1739.7001 | 0 | 0 | 0 | 7949.8863 | 254 | 7 | Winter
2018-09-11 08:00 | 21.5874 | 480.3192 | 231.0306 | 1249.6525 | 987.6665 | 0 | 9.5901 | 869.648 | 373.0294 | 540.5885 | 2261.935 | 0 | 1.771 | 0.0055921 | 0 | 0.65872 | 0 | 0 | 1862.2959 | 0 | 0 | 0 | 8889.7781 | 254 | 8 | Winter
2018-09-11 09:00 | 9.1114 | 691.9952 | 218.7822 | 1299.0321 | 1008.8609 | 0 | 3.7626 | 1099.1245 | 427.8536 | 604.585 | 2474.5644 | 0 | 1.6376 | 0.0054655 | 0 | 0.6091 | 0 | 0 | 1927.7918 | 0 | 0 | 0 | 9767.7159 | 254 | 9 | Winter
2018-09-11 10:00 | 3.6782 | 981.0714 | 207.0547 | 1274.893 | 1010.3141 | 0 | 2.0092 | 1399.7089 | 455.0172 | 647.3928 | 2638.6234 | 0 | 1.9 | 0.005449 | 0 | 0.70671 | 0 | 0 | 1967.7662 | 0 | 0 | 0 | 10590.1413 | 254 | 10 | Winter
2018-09-11 11:00 | 1.233 | 1370.0237 | 191.3162 | 1268.4027 | 1012.2126 | 0 | 1.2533 | 1663.4148 | 462.3411 | 661.1667 | 2689.9497 | 0 | 2.3145 | 0.00543 | 0 | 0.86091 | 0 | 0 | 1973.7639 | 0 | 0 | 0 | 11298.2586 | 254 | 11 | Winter
2018-09-11 12:00 | 0.89993 | 1824.5903 | 184.4241 | 1230.7314 | 1019.6397 | 0 | 0.99031 | 1824.4553 | 458.7746 | 651.1338 | 2668.8794 | 0 | 2.6845 | 0.0053797 | 0 | 0.99852 | 0 | 0 | 2016.8589 | 0 | 0 | 0 | 11885.0661 | 254 | 12 | Winter
2018-09-11 13:00 | 0.0036056 | 2243.8531 | 176.7798 | 1098.5809 | 991.173 | 0 | 1.0955 | 1885.2818 | 445.1313 | 637.5009 | 2591.4688 | 0 | 2.7788 | 0.0054198 | 0 | 1.0336 | 0 | 0 | 2061.5636 | 0 | 0 | 0 | 12136.2502 | 254 | 13 | Winter
2018-09-11 14:00 | 0.016389 | 2620.9879 | 178.3526 | 1108.8172 | 980.3047 | 0 | 1.1718 | 1849.1824 | 418.8248 | 621.0141 | 2459.3874 | 0 | 3.188 | 0.0060208 | 0 | 1.1858 | 0 | 0 | 2075.1146 | 0 | 0 | 0 | 12317.5538 | 254 | 14 | Winter
2018-09-11 15:00 | 0.046054 | 2883.0645 | 193.7188 | 1194.5448 | 1016.2697 | 0 | 1.2417 | 1759.8813 | 385.6986 | 614.9303 | 2331.3537 | 0 | 4.409 | 0.0060635 | 0 | 1.64 | 0 | 0 | 2070.9214 | 0 | 0 | 0 | 12457.7258 | 254 | 15 | Winter
2018-09-11 16:00 | 0 | 3013.5658 | 225.7121 | 1361.6168 | 1089.1864 | 0 | 1.4666 | 1621.3069 | 353.0903 | 527.2038 | 2232.2851 | 0 | 5.8807 | 0.006096 | 0 | 2.1874 | 0 | 0 | 2028.9868 | 0 | 0 | 0 | 12462.4947 | 254 | 16 | Winter
2018-09-11 17:00 | 0.068835 | 3055.9833 | 283.2975 | 1561.2104 | 1159.8379 | 0 | 1.8803 | 1451.0865 | 320.7475 | 514.5147 | 2151.4078 | 0 | 6.9401 | 0.0061064 | 0 | 2.5814 | 0 | 0 | 1918.2765 | 0 | 0 | 0 | 12427.839 | 254 | 17 | Winter
2018-09-11 18:00 | 0 | 2786.9487 | 370.9496 | 1566.3773 | 1154.0475 | 0 | 2.2417 | 1204.4303 | 294.2638 | 496.2673 | 1943.3843 | 0 | 5.2305 | 0.0062362 | 0 | 1.9455 | 0 | 0 | 1869.1208 | 0 | 0 | 0 | 11695.2136 | 254 | 18 | Winter
2018-09-11 19:00 | 0.015078 | 2333.0922 | 505.4515 | 1472.6669 | 1116.0789 | 0 | 2.7948 | 895.2147 | 395.6529 | 460.225 | 1848.5741 | 0 | 2.8084 | 0.0062763 | 0 | 1.0446 | 0 | 0 | 1857.811 | 0 | 0 | 0 | 10891.4363 | 254 | 19 | Winter
2018-09-11 20:00 | 0.0068835 | 2021.6479 | 656.6134 | 1402.2373 | 1067.9164 | 0 | 3.0397 | 687.7405 | 416.4657 | 383.5348 | 1750.6585 | 0 | 2.0518 | 0.005612 | 0 | 0.76319 | 0 | 0 | 1750.2407 | 0 | 0 | 0 | 10142.9222 | 254 | 20 | Winter
2018-09-11 21:00 | 0.13554 | 1810.6649 | 663.9775 | 1353.65 | 1019.9349 | 0 | 1.089 | 553.3256 | 384.8617 | 305.7249 | 1662.7357 | 0 | 1.5132 | 0.005627 | 0 | 0.56287 | 0 | 0 | 1685.105 | 0 | 0 | 0 | 9443.2866 | 254 | 21 | Winter
2018-09-11 22:00 | 0.11341 | 1568.8777 | 343.518 | 1170.0067 | 913.7968 | 0 | 0.23162 | 483.6637 | 331.3201 | 253.1189 | 1607.0486 | 0 | 0.98624 | 0.0056358 | 0 | 0.36684 | 0 | 0 | 1630.3732 | 0 | 0 | 0 | 8303.4274 | 254 | 22 | Winter
2018-09-11 23:00 | 0.23945 | 1338.2892 | 129.9012 | 856.0697 | 873.5799 | 0 | 0.40935 | 431.8726 | 297.0778 | 219.2792 | 1570.8808 | 0 | 0.70364 | 0.0056335 | 0 | 0.26173 | 0 | 0 | 1596.9925 | 0 | 0 | 0 | 7315.5628 | 254 | 23 | Winter
2018-09-12 | 0.59378 | 1176.6306 | 83.0351 | 630.3386 | 864.8229 | 0 | 0.68605 | 362.6162 | 279.5629 | 184.6594 | 1506.0013 | 0 | 0.36931 | 0.0056599 | 0 | 0.13737 | 0 | 0 | 1501.0934 | 0 | 0 | 0 | 6590.5525 | 255 | 0 | Summer
2018-09-12 01:00 | 1.0002 | 1094.4501 | 75.924 | 501.984 | 858.8794 | 0 | 0.73264 | 331.3776 | 269.5307 | 163.5652 | 1478.1194 | 0 | 0.24055 | 0.0055999 | 0 | 0.089474 | 0 | 0 | 1528.4897 | 0 | 0 | 0 | 6304.3887 | 255 | 1 | Summer
2018-09-12 02:00 | 2.8999 | 984.398 | 74.3718 | 450.623 | 854.6248 | 0 | 1.0159 | 330.8504 | 266.5492 | 156.2846 | 1447.265 | 0 | 0.1133 | 0.005559 | 0 | 0.042144 | 0 | 0 | 1557.568 | 0 | 0 | 0 | 6126.6115 | 255 | 2 | Summer
2018-09-12 03:00 | 4.9828 | 873.227 | 74.3718 | 458.1387 | 856.5665 | 0 | 1.3764 | 348.0189 | 267.6032 | 157.5223 | 1413.0391 | 0 | 0.15059 | 0.0063171 | 0 | 0.056013 | 0 | 0 | 1589.6218 | 0 | 0 | 0 | 6044.6814 | 255 | 3 | Summer
2018-09-12 04:00 | 8.6958 | 758.2544 | 74.5676 | 556.5219 | 869.8695 | 0 | 2.4868 | 377.7608 | 278.1847 | 183.5569 | 1415.1073 | 0 | 0.084225 | 0.0063886 | 0 | 0.031328 | 0 | 0 | 1662.9084 | 0 | 0 | 0 | 6188.036 | 255 | 4 | Summer
2018-09-12 05:00 | 12.4258 | 663.9035 | 85.8966 | 777.8926 | 884.4687 | 0 | 3.9531 | 473.1912 | 307.9248 | 226.3338 | 1475.7673 | 0 | 0.34836 | 0.0076413 | 0 | 0.12957 | 0 | 0 | 1764.7871 | 0 | 0 | 0 | 6677.03 | 255 | 5 | Summer
2018-09-12 06:00 | 14.5115 | 610.2353 | 171.2397 | 1107.6456 | 906.2542 | 0 | 10.6639 | 626.6771 | 316.1193 | 354.5819 | 1785.7752 | 0 | 0.87706 | 0.0055308 | 0 | 0.32623 | 0 | 0 | 1708.6671 | 0 | 0 | 0 | 7613.5795 | 255 | 6 | Summer
2018-09-12 07:00 | 15.1923 | 648.5722 | 234.8211 | 1223.1108 | 949.8144 | 0 | 9.3908 | 821.6284 | 278.5193 | 408.1112 | 2023.3511 | 0 | 1.5799 | 0.0056345 | 0 | 0.58766 | 0 | 0 | 1730.488 | 0 | 0 | 0 | 8345.1728 | 255 | 7 | Summer
2018-09-12 08:00 | 11.5314 | 826.0967 | 229.2464 | 1228.0835 | 987.8563 | 0 | 6.0281 | 1054.9066 | 369.4996 | 544.0818 | 2264.4618 | 0 | 1.7411 | 0.005528 | 0 | 0.64762 | 0 | 0 | 1830.8477 | 0 | 0 | 0 | 9355.0341 | 255 | 8 | Summer
2018-09-12 09:00 | 8.1018 | 1143.1472 | 217.9309 | 1297.5841 | 1009.3265 | 0 | 3.3869 | 1365.7664 | 426.6044 | 609.6695 | 2475.1843 | 0 | 1.6274 | 0.0055254 | 0 | 0.60533 | 0 | 0 | 1916.108 | 0 | 0 | 0 | 10475.0482 | 255 | 9 | Summer
2018-09-12 10:00 | 4.5655 | 1487.9267 | 206.8781 | 1297.8467 | 1010.6975 | 0 | 1.934 | 1659.2486 | 454.7504 | 648.5354 | 2637.8932 | 0 | 1.8662 | 0.0055612 | 0 | 0.69415 | 0 | 0 | 1932.4122 | 0 | 0 | 0 | 11345.2541 | 255 | 10 | Summer
2018-09-12 11:00 | 2.4676 | 1872.4424 | 190.5053 | 1302.7168 | 1012.0128 | 0 | 1.1382 | 1870.7773 | 462.2977 | 665.9422 | 2687.0461 | 0 | 2.264 | 0.0056099 | 0 | 0.84212 | 0 | 0 | 1931.1093 | 0 | 0 | 0 | 12001.5673 | 255 | 11 | Summer
2018-09-12 12:00 | 1.6969 | 2217.6296 | 182.5483 | 1220.8665 | 1018.9007 | 0 | 0.99912 | 1982.1664 | 458.7655 | 651.2603 | 2665.3095 | 0 | 2.5996 | 0.0055962 | 0 | 0.96696 | 0 | 0 | 1953.0088 | 0 | 0 | 0 | 12356.7238 | 255 | 12 | Summer
2018-09-12 13:00 | 0.39137 | 2534.2639 | 175.5889 | 1138.8801 | 990.7714 | 0 | 1.2274 | 1996.8045 | 445.1259 | 638.9631 | 2588.0229 | 0 | 2.6552 | 0.0057284 | 0 | 0.98762 | 0 | 0 | 1969.614 | 0 | 0 | 0 | 12483.3019 | 255 | 13 | Summer
2018-09-12 14:00 | 0.17995 | 2800.5292 | 177.4064 | 1099.3686 | 980.5041 | 0 | 1.3992 | 1933.4569 | 418.8259 | 621.7538 | 2455.1169 | 0 | 3.0198 | 0.0058069 | 0 | 1.1233 | 0 | 0 | 1965.649 | 0 | 0 | 0 | 12458.3387 | 255 | 14 | Summer
2018-09-12 15:00 | 0.1198 | 3010.2102 | 192.7511 | 1157.2415 | 1016.108 | 0 | 1.7847 | 1835.1672 | 385.6988 | 612.5798 | 2324.7236 | 0 | 4.1023 | 0.0058629 | 0 | 1.5259 | 0 | 0 | 1926.8244 | 0 | 0 | 0 | 12468.8431 | 255 | 15 | Summer
2018-09-12 16:00 | 0.034909 | 3138.1348 | 223.3459 | 1308.4321 | 1088.5725 | 0 | 2.1726 | 1698.2349 | 353.0911 | 527.6472 | 2227.1223 | 0 | 5.3567 | 0.0059 | 0 | 1.9925 | 0 | 0 | 1848.0812 | 0 | 0 | 0 | 12422.2246 | 255 | 16 | Summer
2018-09-12 17:00 | 0.091779 | 3125.9045 | 280.4323 | 1523.3729 | 1159.0778 | 0 | 2.5487 | 1503.4084 | 320.7329 | 514.9516 | 2146.2553 | 0 | 6.2542 | 0.0052481 | 0 | 2.3263 | 0 | 0 | 1728.6279 | 0 | 0 | 0 | 12313.9897 | 255 | 17 | Summer
2018-09-12 18:00 | 0.055232 | 2846.2863 | 370.7024 | 1563.6737 | 1155.7482 | 0 | 2.9499 | 1245.7626 | 294.2506 | 496.2746 | 1940.5028 | 0 | 4.7108 | 0.0053131 | 0 | 1.7522 | 0 | 0 | 1683.399 | 0 | 0 | 0 | 11606.0737 | 255 | 18 | Summer
2018-09-12 19:00 | 0.10227 | 2410.6537 | 505.0972 | 1506.4004 | 1117.8056 | 0 | 3.4798 | 948.2039 | 409.9926 | 460.7747 | 1848.2312 | 0 | 2.5685 | 0.0059421 | 0 | 0.95539 | 0 | 0 | 1699.0209 | 0 | 0 | 0 | 10913.292 | 255 | 19 | Summer
2018-09-12 20:00 | 0.30254 | 2092.1183 | 654.1793 | 1416.1043 | 1067.9101 | 0 | 1.9597 | 728.7213 | 417.1344 | 382.6043 | 1751.6789 | 0 | 1.9107 | 0.0052056 | 0 | 0.7107 | 0 | 0 | 1630.1053 | 0 | 0 | 0 | 10145.4452 | 255 | 20 | Summer
2018-09-12 21:00 | 0.81061 | 1839.2174 | 660.0211 | 1344.3382 | 1019.966 | 0 | 1.397 | 577.7819 | 387.699 | 306.6112 | 1664.9398 | 0 | 1.4276 | 0.0052299 | 0 | 0.531 | 0 | 0 | 1589.0689 | 0 | 0 | 0 | 9393.815 | 255 | 21 | Summer
2018-09-12 22:00 | 1.0261 | 1595.9631 | 340.4264 | 1128.071 | 913.9451 | 0 | 0.59139 | 510.0504 | 335.0447 | 253.2145 | 1608.5537 | 0 | 0.94935 | 0.0051941 | 0 | 0.35312 | 0 | 0 | 1569.0117 | 0 | 0 | 0 | 8257.2059 | 255 | 22 | Summer
2018-09-12 23:00 | 1.9959 | 1401.9775 | 130.471 | 831.2039 | 873.553 | 0 | 0.82958 | 461.3551 | 299.0849 | 217.9035 | 1571.5875 | 0 | 0.67906 | 0.0058425 | 0 | 0.25258 | 0 | 0 | 1539.8337 | 0 | 0 | 0 | 7330.7331 | 255 | 23 | Summer
2018-09-13 | 3.1829 | 1248.4375 | 83.4975 | 654.024 | 864.6753 | 0 | 1.0928 | 383.2083 | 280.4149 | 182.7383 | 1504.9675 | 0 | 0.37248 | 0.0057003 | 0 | 0.13855 | 0 | 0 | 1513.2725 | 0 | 0 | 0 | 6720.0282 | 256 | 0 | Winter
2018-09-13 01:00 | 5.0728 | 1096.2438 | 76.0212 | 499.8203 | 858.72 | 0 | 1.176 | 337.4105 | 269.4249 | 162.8799 | 1473.6582 | 0 | 0.24066 | 0.0055603 | 0 | 0.089517 | 0 | 0 | 1531.506 | 0 | 0 | 0 | 6312.2693 | 256 | 1 | Winter
2018-09-13 02:00 | 8.3436 | 964.692 | 74.3718 | 448.9547 | 854.7102 | 0 | 1.6179 | 337.8824 | 266.4829 | 154.9865 | 1441.8265 | 0 | 0.11397 | 0.0055287 | 0 | 0.042394 | 0 | 0 | 1567.9175 | 0 | 0 | 0 | 6121.9478 | 256 | 2 | Winter
2018-09-13 03:00 | 11.9523 | 862.0289 | 74.3718 | 447.6945 | 856.618 | 0 | 2.0757 | 351.9196 | 267.659 | 157.4685 | 1406.1974 | 0 | 0.15084 | 0.0061774 | 0 | 0.056108 | 0 | 0 | 1593.7833 | 0 | 0 | 0 | 6031.9821 | 256 | 3 | Winter
2018-09-13 04:00 | 19.3763 | 750.9013 | 74.5532 | 535.1068 | 870.2732 | 0 | 3.0181 | 382.0917 | 278.3421 | 183.0872 | 1407.3925 | 0 | 0.084477 | 0.0075697 | 0 | 0.031422 | 0 | 0 | 1667.7515 | 0 | 0 | 0 | 6172.0173 | 256 | 4 | Winter
2018-09-13 05:00 | 27.0456 | 663.3015 | 85.5482 | 782.5005 | 884.8783 | 0 | 5.3017 | 478.4035 | 308.3715 | 225.8679 | 1467.7547 | 0 | 0.34863 | 0.0074912 | 0 | 0.12968 | 0 | 0 | 1764.7352 | 0 | 0 | 0 | 6694.1943 | 256 | 5 | Winter
2018-09-13 06:00 | 32.7069 | 596.4821 | 171.2625 | 1100.4118 | 906.2663 | 0 | 25.4799 | 623.7388 | 322.0272 | 354.8557 | 1778.674 | 0 | 0.88693 | 0.0054488 | 0 | 0.3299 | 0 | 0 | 1727.3509 | 0 | 0 | 0 | 7640.4784 | 256 | 6 | Winter
2018-09-13 07:00 | 32.4088 | 609.3767 | 239.4668 | 1243.4949 | 949.9057 | 0 | 19.0787 | 792.3132 | 281.5855 | 407.3995 | 2016.6886 | 0 | 1.5966 | 0.0056892 | 0 | 0.59387 | 0 | 0 | 1748.8024 | 0 | 0 | 0 | 8342.717 | 256 | 7 | Winter
2018-09-13 08:00 | 19.8435 | 708.7046 | 232.3711 | 1205.3469 | 987.9375 | 0 | 9.3315 | 952.4378 | 372.73 | 543.3453 | 2256.4833 | 0 | 1.7709 | 0.005707 | 0 | 0.65869 | 0 | 0 | 1862.0882 | 0 | 0 | 0 | 9153.055 | 256 | 8 | Winter
2018-09-13 09:00 | 11.6511 | 863.9039 | 219.143 | 1224.6047 | 1009.0565 | 0 | 4.3966 | 1133.3015 | 427.6349 | 605.86 | 2463.3942 | 0 | 1.6466 | 0.0056506 | 0 | 0.61248 | 0 | 0 | 1938.1568 | 0 | 0 | 0 | 9903.3679 | 256 | 9 | Winter
2018-09-13 10:00 | 6.1586 | 1086.2071 | 204.3835 | 1300.882 | 1009.4219 | 0 | 2.445 | 1355.5041 | 454.9038 | 648.7051 | 2618.467 | 0 | 1.8885 | 0.0058327 | 0 | 0.70244 | 0 | 0 | 1955.4395 | 0 | 0 | 0 | 10645.1143 | 256 | 10 | Winter
2018-09-13 11:00 | 3.5107 | 1354.3669 | 189.0169 | 1285.7978 | 1011.4006 | 0 | 1.4265 | 1531.7576 | 462.3097 | 662.7871 | 2658.9508 | 0 | 2.3029 | 0.0059231 | 0 | 0.85658 | 0 | 0 | 1963.8695 | 0 | 0 | 0 | 11128.3594 | 256 | 11 | Winter
2018-09-13 12:00 | 2.4977 | 1617.0034 | 181.7324 | 1212.2873 | 1019.3812 | 0 | 1.1487 | 1619.5714 | 458.7695 | 650.2802 | 2631.5844 | 0 | 2.6467 | 0.0059446 | 0 | 0.98447 | 0 | 0 | 1988.3633 | 0 | 0 | 0 | 11386.2566 | 256 | 12 | Winter
2018-09-13 13:00 | 0.77488 | 1858.7225 | 176.9057 | 1156.1194 | 991.3034 | 0 | 1.3268 | 1648.8169 | 445.1295 | 637.1086 | 2553.3824 | 0 | 2.6844 | 0.0060312 | 0 | 0.99849 | 0 | 0 | 1991.548 | 0 | 0 | 0 | 11464.8268 | 256 | 13 | Winter
2018-09-13 14:00 | 0.40039 | 2104.7188 | 179.1206 | 1136.0647 | 980.4267 | 0 | 1.4852 | 1619.5464 | 418.8265 | 618.3303 | 2425.6575 | 0 | 3.0378 | 0.0060381 | 0 | 1.1299 | 0 | 0 | 1977.4245 | 0 | 0 | 0 | 11466.1755 | 256 | 14 | Winter
2018-09-13 15:00 | 0.19225 | 2327.0361 | 193.7633 | 1188.0102 | 1015.9455 | 0 | 1.4844 | 1555.3454 | 385.699 | 613.1438 | 2306.359 | 0 | 4.0993 | 0.0060787 | 0 | 1.5248 | 0 | 0 | 1925.6154 | 0 | 0 | 0 | 11518.2244 | 256 | 15 | Winter
2018-09-13 16:00 | 0.015734 | 2455.1469 | 224.748 | 1325.4541 | 1089.202 | 0 | 1.4529 | 1441.2446 | 353.0904 | 526.2642 | 2219.7454 | 0 | 5.3523 | 0.0053725 | 0 | 1.9909 | 0 | 0 | 1846.6851 | 0 | 0 | 0 | 11490.3979 | 256 | 16 | Winter
2018-09-13 17:00 | 0 | 2469.4531 | 281.6634 | 1519.6639 | 1158.7397 | 0 | 1.8061 | 1259.4371 | 320.7338 | 513.5994 | 2148.7873 | 0 | 6.2376 | 0.005382 | 0 | 2.3201 | 0 | 0 | 1724.0665 | 0 | 0 | 0 | 11406.5134 | 256 | 17 | Winter
2018-09-13 18:00 | 0.030648 | 2241.4522 | 371.543 | 1562.408 | 1154.4914 | 0 | 2.4084 | 1057.0914 | 294.2495 | 494.7931 | 1950.4086 | 0 | 4.7263 | 0.0054713 | 0 | 1.758 | 0 | 0 | 1688.8831 | 0 | 0 | 0 | 10824.2489 | 256 | 18 | Winter
2018-09-13 19:00 | 0.21257 | 1911.7747 | 505.9646 | 1499.7954 | 1116.8833 | 0 | 3.4838 | 832.9012 | 411.6089 | 457.7502 | 1862.8223 | 0 | 2.5716 | 0.0054601 | 0 | 0.95653 | 0 | 0 | 1701.0094 | 0 | 0 | 0 | 10307.74 | 256 | 19 | Winter
2018-09-13 20:00 | 0.79127 | 1653.5313 | 651.8761 | 1479.7663 | 1067.823 | 0 | 6.4671 | 649.1799 | 416.492 | 383.2242 | 1767.7062 | 0 | 1.9195 | 0.0054603 | 0 | 0.71397 | 0 | 0 | 1637.6132 | 0 | 0 | 0 | 9717.1092 | 256 | 20 | Winter
2018-09-13 21:00 | 2.286 | 1449.6208 | 662.3128 | 1353.0288 | 1020.2574 | 0 | 2.6658 | 528.542 | 384.9438 | 306.3509 | 1678.4158 | 0 | 1.4344 | 0.0054439 | 0 | 0.53352 | 0 | 0 | 1597.3776 | 0 | 0 | 0 | 8987.775 | 256 | 21 | Winter
2018-09-13 22:00 | 5.5218 | 1243.9977 | 343.7246 | 1132.6963 | 914.0422 | 0 | 2.1686 | 471.6973 | 331.5038 | 252.5263 | 1615.807 | 0 | 0.94897 | 0.0054444 | 0 | 0.35298 | 0 | 0 | 1568.9856 | 0 | 0 | 0 | 7883.9787 | 256 | 22 | Winter
2018-09-13 23:00 | 10.5548 | 1077.9496 | 130.1243 | 837.2231 | 873.6933 | 0 | 2.859 | 434.5985 | 297.3998 | 218.4064 | 1570.3319 | 0 | 0.68631 | 0.0055236 | 0 | 0.25528 | 0 | 0 | 1557.6927 | 0 | 0 | 0 | 7011.7805 | 256 | 23 | Winter
2018-09-14 | 17.5163 | 951.1252 | 83.0908 | 608.0337 | 864.9073 | 0 | 3.3448 | 367.8761 | 280.017 | 182.6444 | 1499.5401 | 0 | 0.40341 | 0.0059982 | 0 | 0.15005 | 0 | 0 | 1640.2638 | 0 | 0 | 0 | 6498.9189 | 257 | 0 | Winter
2018-09-14 01:00 | 28.502 | 861.442 | 76.0127 | 488.9087 | 858.6927 | 0 | 3.375 | 335.1133 | 269.2644 | 165.7149 | 1478.6727 | 0 | 0.25584 | 0.0059367 | 0 | 0.095164 | 0 | 0 | 1626.9943 | 0 | 0 | 0 | 6193.0495 | 257 | 1 | Winter
2018-09-14 02:00 | 46.8929 | 775.0195 | 74.3718 | 450.3788 | 854.3829 | 0 | 5.2458 | 334.7353 | 266.4136 | 155.9534 | 1445.5497 | 0 | 0.11847 | 0.0057858 | 0 | 0.044064 | 0 | 0 | 1626.3082 | 0 | 0 | 0 | 6035.4202 | 257 | 2 | Winter
2018-09-14 03:00 | 62.0164 | 696.5679 | 74.3718 | 461.8382 | 856.5022 | 0 | 6.5894 | 357.2378 | 267.6611 | 157.4645 | 1409.3309 | 0 | 0.15552 | 0.0065241 | 0 | 0.057849 | 0 | 0 | 1639.3509 | 0 | 0 | 0 | 5989.1509 | 257 | 3 | Winter
2018-09-14 04:00 | 81.9176 | 618.2474 | 74.5576 | 539.1252 | 870.5632 | 0 | 8.5173 | 395.7039 | 278.4037 | 183.7497 | 1411.4274 | 0 | 0.08693 | 0.0066355 | 0 | 0.032334 | 0 | 0 | 1715.5592 | 0 | 0 | 0 | 6177.8982 | 257 | 4 | Winter
2018-09-14 05:00 | 102.0484 | 561.0835 | 85.6869 | 781.8537 | 884.7345 | 0 | 15.9783 | 497.9326 | 308.5144 | 225.6092 | 1470.7989 | 0 | 0.35915 | 0.0065184 | 0 | 0.13359 | 0 | 0 | 1820.3745 | 0 | 0 | 0 | 6755.1141 | 257 | 5 | Winter
2018-09-14 06:00 | 120.827 | 518.2979 | 171.9066 | 1097.3309 | 906.2452 | 0 | 50.7823 | 652.7386 | 331.0195 | 354.7556 | 1780.4513 | 0 | 0.90374 | 0.005743 | 0 | 0.33615 | 0 | 0 | 1760.2579 | 0 | 0 | 0 | 7745.8585 | 257 | 6 | Winter
2018-09-14 07:00 | 96.0918 | 541.9122 | 232.5003 | 1252.6347 | 948.7732 | 0 | 38.3636 | 833.4274 | 281.8143 | 408.3704 | 2019.3027 | 0 | 1.6375 | 0.0058155 | 0 | 0.60907 | 0 | 0 | 1793.6024 | 0 | 0 | 0 | 8449.0453 | 257 | 7 | Winter
2018-09-14 08:00 | 54.8318 | 669.4878 | 229.6851 | 1209.2044 | 987.1556 | 0 | 19.7154 | 1029.0231 | 373.0294 | 545.0005 | 2261.935 | 0 | 1.815 | 0.0058247 | 0 | 0.6751 | 0 | 0 | 1908.3344 | 0 | 0 | 0 | 9289.8985 | 257 | 8 | Winter
2018-09-14 09:00 | 25.0468 | 859.236 | 219.2444 | 1276.6266 | 1008.8979 | 0 | 6.2489 | 1239.046 | 427.8536 | 610.5656 | 2474.5644 | 0 | 1.683 | 0.0057467 | 0 | 0.62599 | 0 | 0 | 1981.5138 | 0 | 0 | 0 | 10131.1588 | 257 | 9 | Winter
2018-09-14 10:00 | 10.3237 | 1092.6788 | 207.5539 | 1261.2329 | 1009.649 | 0 | 2.3918 | 1446.2197 | 455.0172 | 649.7194 | 2638.6234 | 0 | 1.9458 | 0.0058325 | 0 | 0.72377 | 0 | 0 | 2014.935 | 0 | 0 | 0 | 10791.0203 | 257 | 10 | Winter
2018-09-14 11:00 | 5.1352 | 1369.0111 | 190.6711 | 1292.8185 | 1011.3878 | 0 | 1.4523 | 1605.785 | 462.3411 | 662.5476 | 2689.9497 | 0 | 2.3764 | 0.0058451 | 0 | 0.88392 | 0 | 0 | 2026.5773 | 0 | 0 | 0 | 11320.943 | 257 | 11 | Winter
2018-09-14 12:00 | 3.0387 | 1678.9161 | 183.7091 | 1235.3731 | 1018.6006 | 0 | 1.1492 | 1706.4087 | 458.7746 | 653.9129 | 2668.8794 | 0 | 2.7613 | 0.0058897 | 0 | 1.0271 | 0 | 0 | 2074.5149 | 0 | 0 | 0 | 11687.0715 | 257 | 12 | Winter
2018-09-14 13:00 | 0.97925 | 1975.4502 | 178.094 | 1115.7537 | 990.5947 | 0 | 1.2707 | 1735.8945 | 445.1313 | 638.7625 | 2591.4688 | 0 | 2.8156 | 0.0059477 | 0 | 1.0473 | 0 | 0 | 2088.7901 | 0 | 0 | 0 | 11766.0587 | 257 | 13 | Winter
2018-09-14 14:00 | 0.45955 | 2233.5003 | 180.0104 | 1079.447 | 980.4129 | 0 | 1.3344 | 1694.8057 | 418.8248 | 622.0676 | 2459.3874 | 0 | 3.1913 | 0.0060058 | 0 | 1.187 | 0 | 0 | 2077.4643 | 0 | 0 | 0 | 11752.0987 | 257 | 14 | Winter
2018-09-14 15:00 | 0.16471 | 2444.4242 | 194.065 | 1150.7952 | 1016.8411 | 0 | 1.3348 | 1621.8855 | 385.6986 | 616.1725 | 2331.3537 | 0 | 4.3145 | 0.0060131 | 0 | 1.6048 | 0 | 0 | 2026.6135 | 0 | 0 | 0 | 11795.2741 | 257 | 15 | Winter
2018-09-14 16:00 | 0.015078 | 2541.2802 | 222.5877 | 1324.072 | 1088.1366 | 0 | 1.3681 | 1502.2626 | 353.0903 | 526.6089 | 2232.2851 | 0 | 5.6194 | 0.0060269 | 0 | 2.0902 | 0 | 0 | 1938.8847 | 0 | 0 | 0 | 11738.307 | 257 | 16 | Winter
2018-09-14 17:00 | 0.0039334 | 2562.1855 | 281.1694 | 1555.501 | 1157.6927 | 0 | 1.6896 | 1333.6666 | 320.7475 | 516.6711 | 2151.4078 | 0 | 6.5622 | 0.0059552 | 0 | 2.4409 | 0 | 0 | 1813.8749 | 0 | 0 | 0 | 11703.6189 | 257 | 17 | Winter
2018-09-14 18:00 | 0.081126 | 2349.6217 | 371.3238 | 1543.2224 | 1154.0157 | 0 | 2.2765 | 1121.2754 | 294.2638 | 499.8383 | 1943.3843 | 0 | 5.0277 | 0.0061197 | 0 | 1.8701 | 0 | 0 | 1796.6107 | 0 | 0 | 0 | 11082.8178 | 257 | 18 | Winter
2018-09-14 19:00 | 0.11227 | 2000.6532 | 507.895 | 1514.6288 | 1117.4305 | 0 | 3.2493 | 868.2929 | 412.0959 | 462.5921 | 1848.5741 | 0 | 2.6777 | 0.0059322 | 0 | 0.99599 | 0 | 0 | 1771.1121 | 0 | 0 | 0 | 10510.3159 | 257 | 19 | Winter
2018-09-14 20:00 | 0.20683 | 1730.9829 | 653.8248 | 1418.1689 | 1067.8123 | 0 | 4.7733 | 677.0666 | 416.4657 | 385.1777 | 1750.6585 | 0 | 1.9691 | 0.0060226 | 0 | 0.73242 | 0 | 0 | 1679.8947 | 0 | 0 | 0 | 9787.7397 | 257 | 20 | Winter
2018-09-14 21:00 | 0.70359 | 1550.3219 | 669.2669 | 1384.0774 | 1021.2516 | 0 | 1.6754 | 554.4698 | 384.8617 | 310.1554 | 1662.7357 | 0 | 1.465 | 0.0053586 | 0 | 0.54492 | 0 | 0 | 1631.2617 | 0 | 0 | 0 | 9172.7965 | 257 | 21 | Winter
2018-09-14 22:00 | 1.2731 | 1355.5283 | 344.3461 | 1124.1142 | 914.2496 | 0 | 0.70546 | 491.4433 | 331.3201 | 254.6753 | 1607.0486 | 0 | 0.95574 | 0.0052767 | 0 | 0.3555 | 0 | 0 | 1580.6513 | 0 | 0 | 0 | 8006.6719 | 257 | 22 | Winter
2018-09-14 23:00 | 1.8862 | 1190.4842 | 130.5574 | 823.5469 | 873.4731 | 0 | 0.78631 | 450.4566 | 297.0778 | 220.8711 | 1570.8808 | 0 | 0.68614 | 0.0059415 | 0 | 0.25522 | 0 | 0 | 1557.105 | 0 | 0 | 0 | 7118.0726 | 257 | 23 | Winter
2018-09-15 | 2.9522 | 1084.4592 | 83.2561 | 593.7851 | 864.7196 | 0 | 0.89477 | 377.5954 | 279.5629 | 185.2874 | 1506.0013 | 0 | 0.38475 | 0.0058505 | 0 | 0.14311 | 0 | 0 | 1564.4672 | 0 | 0 | 0 | 6543.5149 | 258 | 0 | Fall
2018-09-15 01:00 | 4.5282 | 975.2756 | 75.9779 | 481.928 | 858.6889 | 0 | 1.0868 | 377.2368 | 255.9752 | 157.5592 | 1557.1641 | 0 | 0.24459 | 0.0057819 | 0 | 0.090978 | 0 | 0 | 1561.0359 | 0 | 0 | 0 | 6306.7978 | 258 | 1 | Fall
2018-09-15 02:00 | 7.3742 | 873.903 | 74.1733 | 439.2897 | 854.6867 | 0 | 1.4313 | 368.1836 | 250.1968 | 157.4113 | 1530.9542 | 0 | 0.11463 | 0.0057024 | 0 | 0.042637 | 0 | 0 | 1576.0937 | 0 | 0 | 0 | 6133.8607 | 258 | 2 | Fall
2018-09-15 03:00 | 11.023 | 798.3937 | 74.1733 | 440.5476 | 856.8544 | 0 | 1.9616 | 376.7337 | 248.3003 | 171.4778 | 1497.1429 | 0 | 0.15119 | 0.0057576 | 0 | 0.056235 | 0 | 0 | 1596.97 | 0 | 0 | 0 | 6073.7915 | 258 | 3 | Fall
2018-09-15 04:00 | 15.9411 | 705.0697 | 74.4965 | 466.5028 | 872.8537 | 0 | 2.478 | 391.488 | 250.4716 | 184.6691 | 1449.9068 | 0 | 0.084024 | 0.0064959 | 0 | 0.031253 | 0 | 0 | 1659.2734 | 0 | 0 | 0 | 6073.2725 | 258 | 4 | Fall
2018-09-15 05:00 | 19.9258 | 629.22 | 80.911 | 564.4759 | 892.0863 | 0 | 3.837 | 432.4687 | 255.7728 | 209.0792 | 1396.508 | 0 | 0.34897 | 0.006406 | 0 | 0.1298 | 0 | 0 | 1768.8162 | 0 | 0 | 0 | 6253.5862 | 258 | 5 | Fall
2018-09-15 06:00 | 24.5569 | 567.5095 | 120.163 | 800.7788 | 906.1035 | 0 | 20.8761 | 511.7906 | 244.032 | 256.3127 | 1505.2127 | 0 | 0.88096 | 0.0057168 | 0 | 0.32768 | 0 | 0 | 1715.8326 | 0 | 0 | 0 | 6674.3828 | 258 | 6 | Fall
2018-09-15 07:00 | 26.0151 | 584.0571 | 186.1099 | 1121.882 | 935.0005 | 0 | 16.3371 | 591.5678 | 144.6223 | 290.7953 | 1486.0485 | 0 | 1.5905 | 0.0056733 | 0 | 0.59162 | 0 | 0 | 1742.4476 | 0 | 0 | 0 | 7127.0712 | 258 | 7 | Fall
2018-09-15 08:00 | 18.8761 | 715.5187 | 242.8501 | 1341.1278 | 990.4406 | 0 | 11.4502 | 701.1512 | 189.3831 | 405.6717 | 1459.9881 | 0 | 1.752 | 0.0056462 | 0 | 0.65167 | 0 | 0 | 1842.3299 | 0 | 0 | 0 | 7921.1967 | 258 | 8 | Fall
2018-09-15 09:00 | 14.8602 | 903.3229 | 267.2839 | 1394.0289 | 1022.0878 | 0 | 8.3299 | 872.5731 | 216.2907 | 460.4979 | 1471.5645 | 0 | 1.6089 | 0.0055964 | 0 | 0.59845 | 0 | 0 | 1894.4917 | 0 | 0 | 0 | 8527.5445 | 258 | 9 | Fall
2018-09-15 10:00 | 11.584 | 1139.4469 | 261.4569 | 1385.0173 | 1025.7921 | 0 | 5.9861 | 1051.7434 | 230.3457 | 492.324 | 1533.5512 | 0 | 1.8354 | 0.005609 | 0 | 0.6827 | 0 | 0 | 1900.8951 | 0 | 0 | 0 | 9040.6664 | 258 | 10 | Fall
2018-09-15 11:00 | 9.8594 | 1419.9203 | 239.6169 | 1422.3359 | 1029.3587 | 0 | 5.2208 | 1217.9107 | 237.352 | 528.7114 | 1574.19 | 0 | 2.2048 | 0.0055811 | 0 | 0.82009 | 0 | 0 | 1880.4653 | 0 | 0 | 0 | 9567.9719 | 258 | 11 | Fall
2018-09-15 12:00 | 8.4211 | 1701.3897 | 227.4315 | 1443.0413 | 1037.8274 | 0 | 3.7921 | 1328.7942 | 239.1115 | 545.6885 | 1597.9018 | 0 | 2.5315 | 0.0055323 | 0 | 0.94163 | 0 | 0 | 1902.052 | 0 | 0 | 0 | 10038.9298 | 258 | 12 | Fall
2018-09-15 13:00 | 6.3174 | 1948.1731 | 222.4741 | 1370.9051 | 1009.9767 | 0 | 3.1491 | 1371.708 | 238.5164 | 562.2023 | 1609.9614 | 0 | 2.5614 | 0.0054755 | 0 | 0.95275 | 0 | 0 | 1900.2775 | 0 | 0 | 0 | 10247.1808 | 258 | 13 | Fall
2018-09-15 14:00 | 6.3723 | 2181.0881 | 226.9839 | 1331.0144 | 999.5045 | 0 | 2.8235 | 1389.42 | 234.9383 | 563.5782 | 1631.1355 | 0 | 2.8973 | 0.0054042 | 0 | 1.0777 | 0 | 0 | 1886.1508 | 0 | 0 | 0 | 10456.9898 | 258 | 14 | Fall
2018-09-15 15:00 | 6.2308 | 2416.513 | 237.933 | 1352.7636 | 1038.6657 | 0 | 2.9842 | 1387.4543 | 229.9111 | 557.6383 | 1678.883 | 0 | 3.9222 | 0.0053526 | 0 | 1.4589 | 0 | 0 | 1842.2339 | 0 | 0 | 0 | 10756.5975 | 258 | 15 | Fall
2018-09-15 16:00 | 6.9715 | 2497.7628 | 260.703 | 1519.8288 | 1111.1299 | 0 | 3.6334 | 1314.2111 | 225.8078 | 471.5136 | 1741.6208 | 0 | 5.2105 | 0.0054827 | 0 | 1.9381 | 0 | 0 | 1797.7443 | 0 | 0 | 0 | 10958.0809 | 258 | 16 | Fall
2018-09-15 17:00 | 6.902 | 2456.3586 | 306.5389 | 1597.1942 | 1179.0018 | 0 | 3.548 | 1186.0531 | 223.5492 | 458.5148 | 1803.5482 | 0 | 6.1667 | 0.0054855 | 0 | 2.2938 | 0 | 0 | 1704.5331 | 0 | 0 | 0 | 10934.2076 | 258 | 17 | Fall
2018-09-15 18:00 | 7.1378 | 2233.1478 | 391.3918 | 1596.764 | 1169.6406 | 0 | 4.0736 | 1025.6314 | 222.7556 | 433.0305 | 1709.4431 | 0 | 4.7731 | 0.0057112 | 0 | 1.7754 | 0 | 0 | 1705.7032 | 0 | 0 | 0 | 10505.2737 | 258 | 18 | Fall
2018-09-15 19:00 | 8.0087 | 1941.3325 | 529.2238 | 1497.3646 | 1128.4541 | 0 | 4.6737 | 849.4427 | 364.4252 | 396.117 | 1699.4077 | 0 | 2.5696 | 0.0057872 | 0 | 0.95579 | 0 | 0 | 1699.785 | 0 | 0 | 0 | 10121.7661 | 258 | 19 | Fall
2018-09-15 20:00 | 7.6429 | 1731.9397 | 678.4382 | 1421.9914 | 1074.6747 | 0 | 5.3107 | 726.0833 | 382.351 | 347.1176 | 1680.8259 | 0 | 1.9223 | 0.0052511 | 0 | 0.71503 | 0 | 0 | 1640.2247 | 0 | 0 | 0 | 9699.2428 | 258 | 20 | Fall
2018-09-15 21:00 | 7.361 | 1548.9913 | 687.2701 | 1312.7355 | 1025.5155 | 0 | 1.8696 | 603.0578 | 359.3392 | 302.5197 | 1637.0345 | 0 | 1.4472 | 0.0058956 | 0 | 0.53829 | 0 | 0 | 1611.2849 | 0 | 0 | 0 | 9098.9706 | 258 | 21 | Fall
2018-09-15 22:00 | 7.1226 | 1356.2781 | 374.979 | 1091.751 | 918.0375 | 0 | 0.85739 | 522.3888 | 310.6487 | 240.9077 | 1581.5595 | 0 | 0.95046 | 0.0059068 | 0 | 0.35353 | 0 | 0 | 1571.6717 | 0 | 0 | 0 | 7977.5119 | 258 | 22 | Fall
2018-09-15 23:00 | 8.2723 | 1197.7246 | 142.7532 | 775.5405 | 872.2753 | 0 | 1.214 | 468.1954 | 276.083 | 195.8445 | 1542.7824 | 0 | 0.67883 | 0.0057986 | 0 | 0.2525 | 0 | 0 | 1540.1771 | 0 | 0 | 0 | 7021.7995 | 258 | 23 | Fall
2018-09-16 | 9.9697 | 1071.6814 | 85.7981 | 588.0121 | 863.4506 | 0 | 1.7037 | 410.2208 | 262.7998 | 167.5756 | 1547.7876 | 0 | 0.94755 | 0.0078755 | 0 | 0.35245 | 0 | 0 | 1163.8967 | 0 | 0 | 0 | 6174.204 | 259 | 0 | Fall
2018-09-16 01:00 | 15.0646 | 960.1186 | 76.5356 | 485.1436 | 856.843 | 0 | 1.7349 | 358.5726 | 246.2238 | 157.8949 | 1436.644 | 0 | 0.38403 | 0.0076757 | 0 | 0.14284 | 0 | 0 | 1176.3693 | 0 | 0 | 0 | 5771.6795 | 259 | 1 | Fall
2018-09-16 02:00 | 25.9656 | 864.3967 | 74.1733 | 443.3145 | 853.4402 | 0 | 2.9358 | 351.1568 | 241.1178 | 160.322 | 1430.7921 | 0 | 0.32824 | 0.0084791 | 0 | 0.12209 | 0 | 0 | 1124.6496 | 0 | 0 | 0 | 5572.7232 | 259 | 2 | Fall
2018-09-16 03:00 | 37.616 | 805.6991 | 74.1733 | 439.8179 | 855.9505 | 0 | 4.1254 | 348.2358 | 237.6324 | 174.4028 | 1387.7021 | 0 | 0.24014 | 0.0084962 | 0 | 0.089321 | 0 | 0 | 1106.4822 | 0 | 0 | 0 | 5472.1755 | 259 | 3 | Fall
2018-09-16 04:00 | 51.2805 | 724.6729 | 74.4882 | 474.4339 | 873.0286 | 0 | 5.2477 | 352.2424 | 242.2733 | 189.5422 | 1354.8697 | 0 | 0.046667 | 0.0084795 | 0 | 0.017358 | 0 | 0 | 1116.5376 | 0 | 0 | 0 | 5458.6893 | 259 | 4 | Fall
2018-09-16 05:00 | 62.2942 | 650.9621 | 80.9629 | 581.3134 | 892.1005 | 0 | 11.286 | 393.1112 | 251.3872 | 215.8681 | 1320.1457 | 0 | 0.14237 | 0.008295 | 0 | 0.052957 | 0 | 0 | 1111.9818 | 0 | 0 | 0 | 5571.6168 | 259 | 5 | Fall
2018-09-16 06:00 | 74.7224 | 599.1203 | 119.9044 | 830.0712 | 906.1377 | 0 | 40.8065 | 435.5101 | 236.8094 | 257.7981 | 1265.2003 | 0 | 0.29822 | 0.0083985 | 0 | 0.11093 | 0 | 0 | 1097.6005 | 0 | 0 | 0 | 5864.0985 | 259 | 6 | Fall
2018-09-16 07:00 | 70.6697 | 589.5543 | 188.6123 | 1125.7838 | 935.7786 | 0 | 30.769 | 474.4806 | 120.0336 | 283.2167 | 1235.8067 | 0 | 0.5178 | 0.0078324 | 0 | 0.1926 | 0 | 0 | 1078.6958 | 0 | 0 | 0 | 6134.1193 | 259 | 7 | Fall
2018-09-16 08:00 | 46.1611 | 648.9342 | 246.2219 | 1343.2691 | 991.2263 | 0 | 22.9396 | 522.5477 | 137.9289 | 397.6434 | 1275.7444 | 0 | 0.9656 | 0.0079494 | 0 | 0.35916 | 0 | 0 | 1060.7639 | 0 | 0 | 0 | 6694.7132 | 259 | 8 | Fall
2018-09-16 09:00 | 26.5202 | 774.1948 | 271.9859 | 1453.6799 | 1023.2012 | 0 | 13.9669 | 623.1316 | 158.1587 | 433.5307 | 1293.7131 | 0 | 1.7168 | 0.007937 | 0 | 0.6386 | 0 | 0 | 1065.8239 | 0 | 0 | 0 | 7140.2704 | 259 | 9 | Fall
2018-09-16 10:00 | 15.6561 | 954.3322 | 264.9946 | 1419.6592 | 1025.6265 | 0 | 8.7965 | 734.6656 | 177.2739 | 460.6945 | 1309.5744 | 0 | 2.2575 | 0.0063649 | 0 | 0.83968 | 0 | 0 | 1028.9631 | 0 | 0 | 0 | 7403.3403 | 259 | 10 | Fall
2018-09-16 11:00 | 10.8819 | 1159.2993 | 243.338 | 1407.7028 | 1029.7901 | 0 | 5.8683 | 853.7763 | 191.8208 | 488.3931 | 1337.8689 | 0 | 2.9132 | 0.0077801 | 0 | 1.0836 | 0 | 0 | 1051.6511 | 0 | 0 | 0 | 7784.3953 | 259 | 11 | Fall
2018-09-16 12:00 | 8.5065 | 1408.1993 | 230.081 | 1458.3681 | 1038.6778 | 0 | 4.7278 | 958.1141 | 200.512 | 505.444 | 1390.8021 | 0 | 3.6771 | 0.0077117 | 0 | 1.3677 | 0 | 0 | 1052.3833 | 0 | 0 | 0 | 8260.8685 | 259 | 12 | Fall
2018-09-16 13:00 | 5.4658 | 1648.3691 | 222.2164 | 1319.629 | 1010.5592 | 0 | 4.0798 | 1026.8315 | 204.1428 | 519.5869 | 1432.3599 | 0 | 3.7525 | 0.0077276 | 0 | 1.3958 | 0 | 0 | 1047.0907 | 0 | 0 | 0 | 8445.4869 | 259 | 13 | Fall
2018-09-16 14:00 | 4.0206 | 1897.5701 | 225.6256 | 1272.3776 | 999.723 | 0 | 3.8529 | 1074.9829 | 202.0859 | 527.8212 | 1477.5118 | 0 | 3.9244 | 0.00763 | 0 | 1.4597 | 0 | 0 | 1060.9831 | 0 | 0 | 0 | 8751.9463 | 259 | 14 | Fall
2018-09-16 15:00 | 3.413 | 2146.3846 | 233.7377 | 1331.0911 | 1037.2422 | 0 | 4.2284 | 1078.9667 | 194.6806 | 529.1313 | 1516.5853 | 0 | 4.08 | 0.0076288 | 0 | 1.5176 | 0 | 0 | 1032.7153 | 0 | 0 | 0 | 9113.7815 | 259 | 15 | Fall
2018-09-16 16:00 | 2.5623 | 2271.9866 | 258.8338 | 1470.5501 | 1110.835 | 0 | 3.844 | 1021.9898 | 185.3981 | 450.333 | 1545.832 | 0 | 4.6355 | 0.0077436 | 0 | 1.7242 | 0 | 0 | 1038.2058 | 0 | 0 | 0 | 9366.738 | 259 | 16 | Fall
2018-09-16 17:00 | 2.3789 | 2318.5894 | 306.5785 | 1551.7832 | 1180.5107 | 0 | 3.9429 | 938.8701 | 175.184 | 439.6218 | 1571.18 | 0 | 4.2135 | 0.0076691 | 0 | 1.5672 | 0 | 0 | 1012.996 | 0 | 0 | 0 | 9507.4237 | 259 | 17 | Fall
2018-09-16 18:00 | 2.886 | 2031.2406 | 387.5141 | 1593.2475 | 1169.8998 | 0 | 4.4033 | 768.1636 | 164.6234 | 417.8282 | 1583.9365 | 0 | 5.0787 | 0.0079001 | 0 | 1.8891 | 0 | 0 | 1036.978 | 0 | 0 | 0 | 9167.6967 | 259 | 18 | Fall
2018-09-16 19:00 | 3.5442 | 1641.3525 | 526.4758 | 1506.4433 | 1128.7476 | 0 | 6.8661 | 621.1706 | 296.6598 | 384.3592 | 1561.8899 | 0 | 4.9318 | 0.0079729 | 0 | 1.8344 | 0 | 0 | 1027.3915 | 0 | 0 | 0 | 8711.6746 | 259 | 19 | Fall
2018-09-16 20:00 | 5.3147 | 1414.2417 | 678.6892 | 1387.3491 | 1074.6252 | 0 | 12.1866 | 547.0736 | 303.6159 | 338.4284 | 1527.7768 | 0 | 4.0986 | 0.0080607 | 0 | 1.5245 | 0 | 0 | 1027.7268 | 0 | 0 | 0 | 8322.6591 | 259 | 20 | Fall
2018-09-16 21:00 | 8.4227 | 1252.828 | 697.932 | 1287.5497 | 1026.8602 | 0 | 3.7533 | 481.3006 | 292.2346 | 298.0324 | 1478.6656 | 0 | 3.3622 | 0.0066885 | 0 | 1.2506 | 0 | 0 | 1013.6518 | 0 | 0 | 0 | 7845.8505 | 259 | 21 | Fall
2018-09-16 22:00 | 13.3552 | 1075.4132 | 377.9757 | 1059.2838 | 918.4451 | 0 | 4.5943 | 450.787 | 280.3088 | 241.6541 | 1425.497 | 0 | 2.609 | 0.0066978 | 0 | 0.97046 | 0 | 0 | 1044.3879 | 0 | 0 | 0 | 6895.2885 | 259 | 22 | Fall
2018-09-16 23:00 | 22.3606 | 927.5181 | 143.2116 | 795.3526 | 872.3324 | 0 | 3.6874 | 421.8597 | 267.4478 | 198.5693 | 1387.8625 | 0 | 1.7484 | 0.0064044 | 0 | 0.65034 | 0 | 0 | 1092.9203 | 0 | 0 | 0 | 6135.5275 | 259 | 23 | Fall
2018-09-17 | 34.5117 | 814.4345 | 86.4424 | 637.4904 | 863.2622 | 0 | 5.2025 | 372.1296 | 254.282 | 168.0621 | 1415.5104 | 0 | 0.92818 | 0.0077804 | 0 | 0.34524 | 0 | 0 | 1140.4038 | 0 | 0 | 0 | 5793.0128 | 260 | 0 | Summer
2018-09-17 01:00 | 46.9265 | 738.6794 | 76.625 | 504.7049 | 856.8489 | 0 | 5.7425 | 337.4527 | 269.2644 | 164.7385 | 1478.6727 | 0 | 0.37896 | 0.0077746 | 0 | 0.14096 | 0 | 0 | 1162.5849 | 0 | 0 | 0 | 5642.7681 | 260 | 1 | Summer
2018-09-17 02:00 | 68.5986 | 659.8711 | 74.3718 | 449.6831 | 853.4302 | 0 | 10.013 | 340.8651 | 266.4136 | 155.8598 | 1445.5497 | 0 | 0.32107 | 0.0083206 | 0 | 0.11942 | 0 | 0 | 1101.77 | 0 | 0 | 0 | 5426.8747 | 260 | 2 | Summer
2018-09-17 03:00 | 90.013 | 588.5026 | 74.3718 | 455.4502 | 855.8637 | 0 | 13.2252 | 360.9915 | 267.6611 | 155.8088 | 1409.3309 | 0 | 0.23436 | 0.008347 | 0 | 0.087174 | 0 | 0 | 1078.5415 | 0 | 0 | 0 | 5350.0904 | 260 | 3 | Summer
2018-09-17 04:00 | 114.4316 | 513.4072 | 74.5559 | 556.7203 | 870.3057 | 0 | 16.2494 | 397.2933 | 278.4037 | 182.6061 | 1411.4274 | 0 | 0.044441 | 0.0081673 | 0 | 0.01653 | 0 | 0 | 1071.0307 | 0 | 0 | 0 | 5486.5004 | 260 | 4 | Summer
2018-09-17 05:00 | 137.3829 | 471.5301 | 85.7289 | 809.7585 | 884.9125 | 0 | 22.556 | 506.1713 | 308.5144 | 227.7645 | 1470.7989 | 0 | 0.13753 | 0.0082216 | 0 | 0.051157 | 0 | 0 | 1073.8903 | 0 | 0 | 0 | 5999.2051 | 260 | 5 | Summer
2018-09-17 06:00 | 160.1242 | 434.3285 | 171.7648 | 1113.2474 | 906.1971 | 0 | 63.358 | 644.6607 | 339.5674 | 299.4686 | 1780.4513 | 0 | 0.28749 | 0.0082552 | 0 | 0.10693 | 0 | 0 | 1057.944 | 0 | 0 | 0 | 6971.5148 | 260 | 6 | Summer
2018-09-17 07:00 | 152.6633 | 433.7565 | 235.0649 | 1258.8165 | 949.4846 | 0 | 51.4148 | 800.3513 | 281.8143 | 404.8299 | 2019.3027 | 0 | 0.50042 | 0.0078515 | 0 | 0.18614 | 0 | 0 | 1042.2191 | 0 | 0 | 0 | 7630.4123 | 260 | 7 | Summer
2018-09-17 08:00 | 100.8373 | 493.7048 | 230.7357 | 1251.0873 | 987.4525 | 0 | 28.5343 | 962.3412 | 373.0294 | 602.2812 | 2261.935 | 0 | 0.93537 | 0.0065434 | 0 | 0.34792 | 0 | 0 | 1027.0776 | 0 | 0 | 0 | 8320.3062 | 260 | 8 | Summer
2018-09-17 09:00 | 50.2681 | 608.6248 | 218.5969 | 1252.5757 | 1008.4437 | 0 | 9.9356 | 1129.9171 | 427.8536 | 695.9289 | 2474.5644 | 0 | 1.6597 | 0.0065221 | 0 | 0.61733 | 0 | 0 | 1030.3602 | 0 | 0 | 0 | 8909.3528 | 260 | 9 | Summer
2018-09-17 10:00 | 22.4366 | 780.2259 | 205.1276 | 1260.8388 | 1009.9487 | 0 | 3.5087 | 1309.8157 | 455.0172 | 744.2421 | 2638.6234 | 0 | 2.2149 | 0.0064421 | 0 | 0.82384 | 0 | 0 | 1009.6819 | 0 | 0 | 0 | 9442.5118 | 260 | 10 | Summer
2018-09-17 11:00 | 9.9155 | 988.5575 | 190.3996 | 1249.6754 | 1012.2143 | 0 | 1.8885 | 1455.3857 | 462.3411 | 769.1556 | 2689.9497 | 0 | 2.89 | 0.0064575 | 0 | 1.075 | 0 | 0 | 1043.2295 | 0 | 0 | 0 | 9876.6838 | 260 | 11 | Summer
2018-09-17 12:00 | 5.2654 | 1203.0495 | 183.4044 | 1199.9978 | 1019.3545 | 0 | 1.4586 | 1522.3804 | 458.7746 | 755.1047 | 2668.8794 | 0 | 3.6837 | 0.007921 | 0 | 1.3702 | 0 | 0 | 1054.2438 | 0 | 0 | 0 | 10076.9749 | 260 | 12 | Summer
2018-09-17 13:00 | 1.5378 | 1402.0301 | 176.5601 | 1126.6197 | 990.9611 | 0 | 1.5182 | 1525.0631 | 445.1313 | 728.3956 | 2591.4688 | 0 | 3.7205 | 0.0078106 | 0 | 1.3839 | 0 | 0 | 1038.0259 | 0 | 0 | 0 | 10032.4241 | 260 | 13 | Summer
2018-09-17 14:00 | 0.6164 | 1655.1141 | 177.8452 | 1098.5268 | 980.4585 | 0 | 1.504 | 1517.471 | 418.8248 | 687.588 | 2459.3874 | 0 | 3.8972 | 0.0077973 | 0 | 1.4496 | 0 | 0 | 1053.5925 | 0 | 0 | 0 | 10056.2834 | 260 | 14 | Summer
2018-09-17 15:00 | 0.25387 | 1952.2646 | 191.8438 | 1172.7864 | 1016.5414 | 0 | 1.4473 | 1511.803 | 385.6986 | 667.1125 | 2331.3537 | 0 | 4.0714 | 0.0078007 | 0 | 1.5144 | 0 | 0 | 1030.4362 | 0 | 0 | 0 | 10267.1348 | 260 | 15 | Summer
2018-09-17 16:00 | 0.045562 | 2179.5941 | 223.2743 | 1395.052 | 1088.9797 | 0 | 1.5128 | 1425.9773 | 353.0903 | 538.4133 | 2232.2851 | 0 | 4.6178 | 0.0078787 | 0 | 1.7176 | 0 | 0 | 1034.2511 | 0 | 0 | 0 | 10478.8188 | 260 | 16 | Summer
2018-09-17 17:00 | 0.010489 | 2278.83 | 283.1499 | 1517.2003 | 1160.0294 | 0 | 1.9634 | 1267.3147 | 320.7475 | 519.6307 | 2151.4078 | 0 | 4.223 | 0.0079445 | 0 | 1.5708 | 0 | 0 | 1015.316 | 0 | 0 | 0 | 10521.402 | 260 | 17 | Summer
2018-09-17 18:00 | 0.03327 | 2080.056 | 374.6433 | 1582.2824 | 1156.8202 | 0 | 2.5655 | 1047.4345 | 294.2638 | 498.2277 | 1943.3843 | 0 | 5.1291 | 0.0082742 | 0 | 1.9078 | 0 | 0 | 1047.3553 | 0 | 0 | 0 | 10034.1115 | 260 | 18 | Summer
2018-09-17 19:00 | 0.09981 | 1713.5597 | 506.8696 | 1493.2595 | 1117.4367 | 0 | 4.0452 | 786.4453 | 416.1766 | 463.8571 | 1848.5741 | 0 | 5.0278 | 0.0083053 | 0 | 1.8702 | 0 | 0 | 1047.4264 | 0 | 0 | 0 | 9404.6563 | 260 | 19 | Summer
2018-09-17 20:00 | 0.48446 | 1459.1299 | 653.9825 | 1424.3579 | 1068.0391 | 0 | 6.465 | 606.2427 | 416.4657 | 381.7685 | 1750.6585 | 0 | 4.1468 | 0.0068916 | 0 | 1.5424 | 0 | 0 | 1039.7067 | 0 | 0 | 0 | 8812.9973 | 260 | 20 | Summer
2018-09-17 21:00 | 2.3718 | 1244.6934 | 660.4061 | 1325.861 | 1020.5872 | 0 | 2.6642 | 498.6829 | 384.8617 | 305.4472 | 1662.7357 | 0 | 3.3524 | 0.0068413 | 0 | 1.247 | 0 | 0 | 1010.7109 | 0 | 0 | 0 | 8123.6285 | 260 | 21 | Summer
2018-09-17 22:00 | 5.9911 | 1039.8705 | 342.5231 | 1116.1323 | 914.0422 | 0 | 2.3197 | 444.0382 | 331.3201 | 250.5917 | 1607.0486 | 0 | 2.5923 | 0.0067628 | 0 | 0.96424 | 0 | 0 | 1037.4885 | 0 | 0 | 0 | 7094.9293 | 260 | 22 | Summer
2018-09-17 23:00 | 11.2944 | 881.781 | 130.0304 | 844.569 | 873.6584 | 0 | 3.1907 | 405.97 | 297.0778 | 216.9713 | 1570.8808 | 0 | 1.7735 | 0.0066746 | 0 | 0.65966 | 0 | 0 | 1108.9382 | 0 | 0 | 0 | 6346.8018 | 260 | 23 | Summer
2018-09-18 | 21.7993 | 767.592 | 83.1454 | 637.6071 | 864.8558 | 0 | 4.5453 | 341.8367 | 279.5629 | 182.519 | 1506.0013 | 0 | 0.37327 | 0.0057577 | 0 | 0.13884 | 0 | 0 | 1516.2857 | 0 | 0 | 0 | 6206.2682 | 261 | 0 | Summer
2018-09-18 01:00 | 30.4244 | 665.0851 | 76.0225 | 501.8171 | 858.673 | 0 | 4.502 | 308.086 | 269.2644 | 161.0889 | 1478.6727 | 0 | 0.23909 | 0.0056394 | 0 | 0.08893 | 0 | 0 | 1525.8305 | 0 | 0 | 0 | 5879.8002 | 261 | 1 | Summer
2018-09-18 02:00 | 45.3981 | 579.6064 | 74.3718 | 453.9766 | 854.4399 | 0 | 5.5999 | 310.4224 | 266.4136 | 154.2782 | 1445.5497 | 0 | 0.1127 | 0.0056195 | 0 | 0.04192 | 0 | 0 | 1549.6261 | 0 | 0 | 0 | 5739.8429 | 261 | 2 | Summer
2018-09-18 03:00 | 64.2881 | 518.0113 | 74.3718 | 463.3809 | 856.3522 | 0 | 7.2145 | 331.2424 | 267.6611 | 156.0846 | 1409.3309 | 0 | 0.15114 | 0.0056952 | 0 | 0.056218 | 0 | 0 | 1593.4212 | 0 | 0 | 0 | 5741.572 | 261 | 3 | Summer
2018-09-18 04:00 | 86.2581 | 439.5094 | 74.5321 | 552.2202 | 870.4709 | 0 | 9.9215 | 363.4634 | 278.4037 | 182.0779 | 1411.4274 | 0 | 0.084331 | 0.0064988 | 0 | 0.031368 | 0 | 0 | 1667.0445 | 0 | 0 | 0 | 5935.4514 | 261 | 4 | Summer
2018-09-18 05:00 | 110.9315 | 382.5919 | 86.2155 | 813.2581 | 884.5651 | 0 | 16.3256 | 451.8249 | 308.5144 | 226.5886 | 1470.7989 | 0 | 0.35557 | 0.0064535 | 0 | 0.13226 | 0 | 0 | 1802.0845 | 0 | 0 | 0 | 6554.1933 | 261 | 5 | Summer
2018-09-18 06:00 | 135.2541 | 350.2021 | 174.1236 | 1157.9562 | 906.3226 | 0 | 64.1427 | 599.4382 | 340.224 | 297.6338 | 1780.4513 | 0 | 0.90052 | 0.0056871 | 0 | 0.33496 | 0 | 0 | 1754.1379 | 0 | 0 | 0 | 7561.1275 | 261 | 6 | Summer
2018-09-18 07:00 | 127.8583 | 349.4866 | 237.3598 | 1273.8469 | 950.0014 | 0 | 47.6907 | 750.2587 | 281.8143 | 406.386 | 2019.3027 | 0 | 1.6265 | 0.0057337 | 0 | 0.60498 | 0 | 0 | 1781.5041 | 0 | 0 | 0 | 8227.7467 | 261 | 7 | Summer
2018-09-18 08:00 | 77.6882 | 417.6265 | 230.5245 | 1244.9862 | 987.6198 | 0 | 23.1209 | 906.2255 | 373.0294 | 599.9237 | 2261.935 | 0 | 1.7876 | 0.0056313 | 0 | 0.66491 | 0 | 0 | 1879.5204 | 0 | 0 | 0 | 9004.6582 | 261 | 8 | Summer
2018-09-18 09:00 | 33.145 | 548.5308 | 219.1078 | 1271.8974 | 1009.34 | 0 | 6.3207 | 1079.6344 | 427.8536 | 694.8982 | 2474.5644 | 0 | 1.6554 | 0.0056447 | 0 | 0.61575 | 0 | 0 | 1948.854 | 0 | 0 | 0 | 9716.4232 | 261 | 9 | Summer
2018-09-18 10:00 | 13.0055 | 788.2862 | 207.0095 | 1277.137 | 1010.517 | 0 | 2.5598 | 1339.3179 | 455.0172 | 745.5451 | 2638.6234 | 0 | 1.8892 | 0.0055885 | 0 | 0.7027 | 0 | 0 | 1956.4284 | 0 | 0 | 0 | 10436.0446 | 261 | 10 | Summer
2018-09-18 11:00 | 5.5753 | 1054.0319 | 189.0763 | 1255.5402 | 1012.1507 | 0 | 1.4977 | 1541.7441 | 462.3411 | 770.7505 | 2689.9497 | 0 | 2.2877 | 0.0056399 | 0 | 0.85093 | 0 | 0 | 1951.0556 | 0 | 0 | 0 | 10936.8575 | 261 | 11 | Summer
2018-09-18 12:00 | 3.29 | 1352.3135 | 181.8884 | 1224.6384 | 1019.124 | 0 | 1.2168 | 1639.5287 | 458.7746 | 755.9583 | 2668.8794 | 0 | 2.627 | 0.0055756 | 0 | 0.97713 | 0 | 0 | 1973.8546 | 0 | 0 | 0 | 11283.0765 | 261 | 12 | Summer
2018-09-18 13:00 | 0.44956 | 1675.9338 | 176.6669 | 1175.0408 | 990.872 | 0 | 1.2943 | 1674.1291 | 445.1313 | 732.066 | 2591.4688 | 0 | 2.6667 | 0.0056293 | 0 | 0.99192 | 0 | 0 | 1978.448 | 0 | 0 | 0 | 11445.1648 | 261 | 13 | Summer
2018-09-18 14:00 | 0.19978 | 1984.7417 | 179.635 | 1146.9564 | 980.2729 | 0 | 1.3258 | 1648.4295 | 418.8248 | 690.5433 | 2459.3874 | 0 | 3.0236 | 0.0056225 | 0 | 1.1247 | 0 | 0 | 1968.1744 | 0 | 0 | 0 | 11482.6449 | 261 | 14 | Summer
2018-09-18 15:00 | 0.2896 | 2264.5755 | 195.9256 | 1160.905 | 1016.7523 | 0 | 1.3369 | 1589.4252 | 385.6986 | 668.0707 | 2331.3537 | 0 | 4.1046 | 0.0056396 | 0 | 1.5268 | 0 | 0 | 1927.8551 | 0 | 0 | 0 | 11547.8251 | 261 | 15 | Summer
2018-09-18 16:00 | 0.024912 | 2427.1413 | 225.407 | 1351.4897 | 1089.2341 | 0 | 1.3906 | 1461.2883 | 353.0903 | 540.8539 | 2232.2851 | 0 | 5.4046 | 0.0056834 | 0 | 2.0103 | 0 | 0 | 1864.8253 | 0 | 0 | 0 | 11554.451 | 261 | 16 | Summer
2018-09-18 17:00 | 0.0039334 | 2398.8032 | 283.3502 | 1543.0906 | 1159.6948 | 0 | 1.761 | 1257.2041 | 320.7475 | 518.6307 | 2151.4078 | 0 | 6.4351 | 0.00574 | 0 | 2.3936 | 0 | 0 | 1778.6984 | 0 | 0 | 0 | 11422.2268 | 261 | 17 | Summer
2018-09-18 18:00 | 0.0091779 | 2159.3967 | 370.8909 | 1550.1457 | 1155.4413 | 0 | 2.3637 | 1036.2866 | 295.1136 | 500.1065 | 1943.3843 | 0 | 4.989 | 0.0059572 | 0 | 1.8557 | 0 | 0 | 1782.8516 | 0 | 0 | 0 | 10802.8406 | 261 | 18 | Summer
2018-09-18 19:00 | 0.11538 | 1817.2153 | 506.6826 | 1509.0538 | 1117.4779 | 0 | 3.1454 | 800.8202 | 419.5698 | 463.7612 | 1848.5741 | 0 | 2.6885 | 0.0059395 | 0 | 1 | 0 | 0 | 1778.6929 | 0 | 0 | 0 | 10268.8031 | 261 | 19 | Summer
2018-09-18 20:00 | 0.33303 | 1574.1828 | 656.4775 | 1450.6387 | 1068.2575 | 0 | 3.8975 | 631.8529 | 416.4657 | 382.7161 | 1750.6585 | 0 | 1.9765 | 0.0059771 | 0 | 0.73518 | 0 | 0 | 1686.3481 | 0 | 0 | 0 | 9624.5459 | 261 | 20 | Summer
2018-09-18 21:00 | 1.1984 | 1381.4264 | 661.7044 | 1377.5213 | 1019.8136 | 0 | 2.2177 | 522.5449 | 384.8617 | 306.9058 | 1662.7357 | 0 | 1.4684 | 0.005973 | 0 | 0.54618 | 0 | 0 | 1635.2387 | 0 | 0 | 0 | 8958.1892 | 261 | 21 | Summer
2018-09-18 22:00 | 2.734 | 1174.2375 | 342.1273 | 1147.2734 | 913.8445 | 0 | 1.7593 | 462.7494 | 331.3201 | 252.651 | 1607.0486 | 0 | 0.96113 | 0.0059165 | 0 | 0.3575 | 0 | 0 | 1589.3855 | 0 | 0 | 0 | 7826.4551 | 261 | 22 | Summer
2018-09-18 23:00 | 5.1447 | 997.9088 | 130.6585 | 834.985 | 873.6473 | 0 | 2.4507 | 420.3854 | 297.0778 | 218.1295 | 1570.8808 | 0 | 0.68012 | 0.0057705 | 0 | 0.25298 | 0 | 0 | 1543.4805 | 0 | 0 | 0 | 6895.6878 | 261 | 23 | Summer
2018-09-19 | 10.5659 | 839.0258 | 83.3968 | 622.0873 | 864.8382 | 0 | 3.405 | 348.5024 | 279.5629 | 183.6817 | 1506.0013 | 0 | 0.37885 | 0.0056684 | 0 | 0.14092 | 0 | 0 | 1540.2352 | 0 | 0 | 0 | 6281.8279 | 262 | 0 | Summer
2018-09-19 01:00 | 15.8974 | 744.1872 | 75.997 | 502.4662 | 858.7415 | 0 | 3.4339 | 317.0506 | 269.5307 | 161.6469 | 1478.1194 | 0 | 0.24046 | 0.0056469 | 0 | 0.089441 | 0 | 0 | 1534.971 | 0 | 0 | 0 | 5962.3772 | 262 | 1 | Summer
2018-09-19 02:00 | 23.8027 | 660.9827 | 74.3718 | 455.123 | 854.7209 | 0 | 4.0745 | 313.676 | 266.5492 | 156.322 | 1447.265 | 0 | 0.11288 | 0.0056546 | 0 | 0.041986 | 0 | 0 | 1552.5895 | 0 | 0 | 0 | 5809.6376 | 262 | 2 | Summer
2018-09-19 03:00 | 32.4886 | 591.471 | 74.3718 | 457.0556 | 856.5786 | 0 | 4.6854 | 329.8044 | 267.6032 | 156.7919 | 1413.0391 | 0 | 0.14888 | 0.0056498 | 0 | 0.055378 | 0 | 0 | 1573.2322 | 0 | 0 | 0 | 5757.3317 | 262 | 3 | Summer
2018-09-19 04:00 | 43.7529 | 502.0946 | 74.5383 | 545.3556 | 870.51 | 0 | 6.6408 | 357.0757 | 278.1847 | 181.9917 | 1415.1073 | 0 | 0.082889 | 0.0064704 | 0 | 0.030831 | 0 | 0 | 1642.1593 | 0 | 0 | 0 | 5917.531 | 262 | 4 | Summer
2018-09-19 05:00 | 55.3584 | 442.9275 | 85.7059 | 788.226 | 884.7235 | 0 | 10.6697 | 448.1565 | 307.9248 | 228.6373 | 1475.7673 | 0 | 0.34873 | 0.0065005 | 0 | 0.12971 | 0 | 0 | 1766.1213 | 0 | 0 | 0 | 6494.7032 | 262 | 5 | Summer
2018-09-19 06:00 | 64.3394 | 395.9617 | 171.8598 | 1097.5367 | 906.2289 | 0 | 35.7883 | 591.9556 | 338.5662 | 301.1019 | 1785.7752 | 0 | 0.86166 | 0.005629 | 0 | 0.3205 | 0 | 0 | 1677.9578 | 0 | 0 | 0 | 7368.2595 | 262 | 6 | Summer
2018-09-19 07:00 | 62.8414 | 389.8317 | 237.3801 | 1232.0624 | 950.1573 | 0 | 25.828 | 750.5559 | 278.5193 | 405.6417 | 2023.3511 | 0 | 1.5618 | 0.0056298 | 0 | 0.58092 | 0 | 0 | 1711.1644 | 0 | 0 | 0 | 8069.4816 | 262 | 7 | Summer
2018-09-19 08:00 | 38.9496 | 504.8791 | 231.7762 | 1279.7006 | 988.4609 | 0 | 12.2488 | 929.1422 | 369.4996 | 602.7246 | 2264.4618 | 0 | 1.7182 | 0.0055298 | 0 | 0.6391 | 0 | 0 | 1806.4118 | 0 | 0 | 0 | 9030.6179 | 262 | 8 | Summer
2018-09-19 09:00 | 21.2284 | 709.7477 | 220.8544 | 1284.9068 | 1009.9304 | 0 | 5.5105 | 1159.4661 | 426.6044 | 698.2721 | 2475.1843 | 0 | 1.5863 | 0.0055122 | 0 | 0.59002 | 0 | 0 | 1867.6749 | 0 | 0 | 0 | 9881.5618 | 262 | 9 | Summer
2018-09-19 10:00 | 12.375 | 984.3389 | 205.1346 | 1313.1066 | 1010.1544 | 0 | 3.1285 | 1420.5721 | 454.7504 | 746.5966 | 2637.8932 | 0 | 1.8169 | 0.0055186 | 0 | 0.67582 | 0 | 0 | 1881.3396 | 0 | 0 | 0 | 10671.8881 | 262 | 10 | Summer
2018-09-19 11:00 | 7.0929 | 1307.9297 | 189.1328 | 1313.6426 | 1011.7946 | 0 | 1.9998 | 1626.3248 | 462.2977 | 774.3553 | 2687.0461 | 0 | 2.1839 | 0.0054752 | 0 | 0.81232 | 0 | 0 | 1862.7144 | 0 | 0 | 0 | 11247.3324 | 262 | 11 | Summer
2018-09-19 12:00 | 5.5248 | 1626.0183 | 181.6585 | 1235.6196 | 1018.9097 | 0 | 1.6466 | 1731.9708 | 458.7655 | 757.7542 | 2665.3095 | 0 | 2.5156 | 0.0054261 | 0 | 0.93569 | 0 | 0 | 1890.2575 | 0 | 0 | 0 | 11576.8917 | 262 | 12 | Summer
2018-09-19 13:00 | 2.3061 | 1945.8775 | 176.4303 | 1130.2576 | 990.9062 | 0 | 1.6975 | 1772.1343 | 445.1259 | 731.7669 | 2588.0229 | 0 | 2.5519 | 0.0053889 | 0 | 0.94918 | 0 | 0 | 1893.4327 | 0 | 0 | 0 | 11681.4643 | 262 | 13 | Summer
2018-09-19 14:00 | 1.5576 | 2167.0489 | 177.2788 | 1102.1856 | 980.0364 | 0 | 1.8882 | 1713.5473 | 418.8259 | 692.0589 | 2455.1169 | 0 | 2.9086 | 0.0053994 | 0 | 1.0819 | 0 | 0 | 1893.5177 | 0 | 0 | 0 | 11607.0582 | 262 | 14 | Summer
2018-09-19 15:00 | 0.98138 | 2364.5029 | 192.6073 | 1157.8779 | 1015.8812 | 0 | 2.2857 | 1626.8271 | 385.6988 | 667.6679 | 2324.7236 | 0 | 3.9713 | 0.0053444 | 0 | 1.4771 | 0 | 0 | 1865.3727 | 0 | 0 | 0 | 11609.8802 | 262 | 15 | Summer
2018-09-19 16:00 | 1.0943 | 2524.5933 | 222.8878 | 1367.222 | 1088.417 | 0 | 2.6366 | 1519.8486 | 353.0911 | 541.086 | 2227.1223 | 0 | 5.2696 | 0.0053311 | 0 | 1.9601 | 0 | 0 | 1818.2602 | 0 | 0 | 0 | 11673.4941 | 262 | 16 | Summer
2018-09-19 17:00 | 2.0319 | 2482.732 | 283.2099 | 1535.8384 | 1160.3678 | 0 | 3.3 | 1346.7561 | 320.7329 | 519.2916 | 2146.2553 | 0 | 6.3219 | 0.0054236 | 0 | 2.3515 | 0 | 0 | 1747.5076 | 0 | 0 | 0 | 11556.7026 | 262 | 17 | Summer
2018-09-19 18:00 | 1.9593 | 2163.8337 | 372.5453 | 1558.9547 | 1156.1869 | 0 | 4.413 | 1101.5913 | 295.1004 | 502.1251 | 1940.5028 | 0 | 4.9496 | 0.005697 | 0 | 1.8411 | 0 | 0 | 1768.7579 | 0 | 0 | 0 | 10872.7668 | 262 | 18 | Summer
2018-09-19 19:00 | 3.3426 | 1766.7592 | 509.3512 | 1481.7686 | 1118.0876 | 0 | 5.3316 | 842.0748 | 420.3572 | 464.115 | 1848.2312 | 0 | 2.6665 | 0.0057258 | 0 | 0.99184 | 0 | 0 | 1763.7398 | 0 | 0 | 0 | 10226.8229 | 262 | 19 | Summer
2018-09-19 20:00 | 4.5047 | 1525.46 | 651.6054 | 1430.9131 | 1067.1393 | 0 | 3.8385 | 666.9963 | 417.1344 | 381.4987 | 1751.6789 | 0 | 1.9453 | 0.0057977 | 0 | 0.72358 | 0 | 0 | 1659.7886 | 0 | 0 | 0 | 9563.2326 | 262 | 20 | Summer
2018-09-19 21:00 | 7.5051 | 1356.8793 | 656.1412 | 1345.1115 | 1018.9536 | 0 | 1.9466 | 555.995 | 387.699 | 307.2585 | 1664.9398 | 0 | 1.4399 | 0.0058138 | 0 | 0.53557 | 0 | 0 | 1603.2186 | 0 | 0 | 0 | 8907.6295 | 262 | 21 | Summer
2018-09-19 22:00 | 9.4456 | 1163.8367 | 341.3747 | 1142.5048 | 913.644 | 0 | 1.5236 | 490.1709 | 335.0447 | 253.274 | 1608.5537 | 0 | 0.94501 | 0.005794 | 0 | 0.3515 | 0 | 0 | 1562.4965 | 0 | 0 | 0 | 7823.1716 | 262 | 22 | Summer
2018-09-19 23:00 | 13.2295 | 1002.0222 | 129.8144 | 839.4231 | 873.6415 | 0 | 2.3873 | 450.8369 | 299.0849 | 218.4562 | 1571.5875 | 0 | 0.67458 | 0.005744 | 0 | 0.25092 | 0 | 0 | 1531.2951 | 0 | 0 | 0 | 6932.7098 | 262 | 23 | Summer
2018-09-20 | 16.5159 | 915.3581 | 82.8189 | 617.7314 | 864.908 | 0 | 2.9483 | 378.1387 | 280.4149 | 183.1025 | 1504.9675 | 0 | 0.37117 | 0.0056723 | 0 | 0.13806 | 0 | 0 | 1509.0085 | 0 | 0 | 0 | 6356.4276 | 263 | 0 | Winter
2018-09-20 01:00 | 21.0277 | 830.3239 | 75.9192 | 498.8788 | 858.6993 | 0 | 2.3449 | 346.703 | 269.4249 | 163.5248 | 1473.6582 | 0 | 0.23721 | 0.0057402 | 0 | 0.088231 | 0 | 0 | 1511.0053 | 0 | 0 | 0 | 6051.8412 | 263 | 1 | Winter
2018-09-20 02:00 | 28.9541 | 742.542 | 74.3718 | 444.4146 | 854.7386 | 0 | 3.2492 | 345.4262 | 266.4829 | 156.3342 | 1441.8265 | 0 | 0.11202 | 0.0058012 | 0 | 0.041665 | 0 | 0 | 1538.6613 | 0 | 0 | 0 | 5897.1608 | 263 | 2 | Winter
2018-09-20 03:00 | 38.4992 | 671.4382 | 74.3718 | 460.7747 | 856.7386 | 0 | 4.3493 | 362.3179 | 267.659 | 158.4142 | 1406.1974 | 0 | 0.14773 | 0.0057693 | 0 | 0.054948 | 0 | 0 | 1559.262 | 0 | 0 | 0 | 5860.2307 | 263 | 3 | Winter
2018-09-20 04:00 | 49.9169 | 578.2733 | 74.5415 | 551.0387 | 870.5058 | 0 | 6.4137 | 388.0765 | 278.3421 | 182.9555 | 1407.3925 | 0 | 0.082283 | 0.0058417 | 0 | 0.030606 | 0 | 0 | 1632.7456 | 0 | 0 | 0 | 6020.3208 | 263 | 4 | Winter
2018-09-20 05:00 | 61.6196 | 511.847 | 85.8658 | 803.5112 | 884.8102 | 0 | 11.2288 | 480.053 | 308.3715 | 230.0244 | 1467.7547 | 0 | 0.34761 | 0.0066334 | 0 | 0.1293 | 0 | 0 | 1761.2192 | 0 | 0 | 0 | 6606.789 | 263 | 5 | Winter
2018-09-20 06:00 | 72.8906 | 472.5476 | 172.6174 | 1126.8938 | 906.2839 | 0 | 44.4335 | 627.8416 | 340.0283 | 301.5833 | 1778.674 | 0 | 0.85602 | 0.0057825 | 0 | 0.3184 | 0 | 0 | 1668.5644 | 0 | 0 | 0 | 7513.5386 | 263 | 6 | Winter
2018-09-20 07:00 | 76.5321 | 463.5235 | 235.5075 | 1226.6673 | 949.7954 | 0 | 37.0548 | 778.0452 | 281.5855 | 408.7465 | 2016.6886 | 0 | 1.5533 | 0.0049533 | 0 | 0.57776 | 0 | 0 | 1702.0368 | 0 | 0 | 0 | 8178.319 | 263 | 7 | Winter
2018-09-20 08:00 | 61.8707 | 508.8633 | 230.6963 | 1210.403 | 987.2493 | 0 | 24.868 | 911.6957 | 372.73 | 603.4232 | 2256.4833 | 0 | 1.7061 | 0.005539 | 0 | 0.6346 | 0 | 0 | 1794.2513 | 0 | 0 | 0 | 8964.8803 | 263 | 8 | Winter
2018-09-20 09:00 | 47.45 | 625.0365 | 219.6666 | 1298.7613 | 1008.9207 | 0 | 14.6001 | 1074.9449 | 427.6349 | 698.2585 | 2463.3942 | 0 | 1.5659 | 0.0054682 | 0 | 0.58247 | 0 | 0 | 1843.6441 | 0 | 0 | 0 | 9724.4657 | 263 | 9 | Winter
2018-09-20 10:00 | 36.9639 | 775.8621 | 206.9733 | 1321.1016 | 1010.0137 | 0 | 9.5683 | 1242.3851 | 454.9038 | 745.6999 | 2618.467 | 0 | 1.7823 | 0.0053801 | 0 | 0.66296 | 0 | 0 | 1845.9836 | 0 | 0 | 0 | 10270.373 | 263 | 10 | Winter
2018-09-20 11:00 | 30.3879 | 943.9161 | 190.951 | 1306.1249 | 1012.0083 | 0 | 5.912 | 1363.5984 | 462.3097 | 772.762 | 2658.9508 | 0 | 2.1589 | 0.0053494 | 0 | 0.80303 | 0 | 0 | 1841.6218 | 0 | 0 | 0 | 10591.5101 | 263 | 11 | Winter
2018-09-20 12:00 | 21.403 | 1115.9972 | 182.5424 | 1218.3173 | 1018.6687 | 0 | 3.6702 | 1418.7876 | 458.7695 | 755.682 | 2631.5844 | 0 | 2.5039 | 0.0052986 | 0 | 0.93134 | 0 | 0 | 1881.4278 | 0 | 0 | 0 | 10710.2906 | 263 | 12 | Winter
2018-09-20 13:00 | 12.6775 | 1288.8632 | 176.2419 | 1132.9196 | 990.4917 | 0 | 3.1974 | 1428.0164 | 445.1295 | 729.5495 | 2553.3824 | 0 | 2.5887 | 0.0053596 | 0 | 0.96291 | 0 | 0 | 1920.6791 | 0 | 0 | 0 | 10684.7053 | 263 | 13 | Winter
2018-09-20 14:00 | 9.1216 | 1489.0907 | 177.8067 | 1087.1598 | 980.2203 | 0 | 3.1933 | 1424.0747 | 418.8265 | 689.7321 | 2425.6575 | 0 | 2.9659 | 0.0052567 | 0 | 1.1032 | 0 | 0 | 1930.3971 | 0 | 0 | 0 | 10639.3547 | 263 | 14 | Winter
2018-09-20 15:00 | 7.7721 | 1637.1996 | 193.4806 | 1139.5262 | 1016.5746 | 0 | 3.7775 | 1390.358 | 385.699 | 665.4796 | 2306.359 | 0 | 4.0858 | 0.0052241 | 0 | 1.5197 | 0 | 0 | 1918.9166 | 0 | 0 | 0 | 10670.7536 | 263 | 15 | Winter
2018-09-20 16:00 | 7.6326 | 1694.328 | 224.7553 | 1374.2715 | 1089.278 | 0 | 4.5609 | 1281.8053 | 353.0904 | 539.6013 | 2219.7454 | 0 | 5.4779 | 0.0053202 | 0 | 2.0375 | 0 | 0 | 1889.9909 | 0 | 0 | 0 | 10686.5804 | 263 | 16 | Winter
2018-09-20 17:00 | 7.8827 | 1706.9604 | 282.6154 | 1554.8087 | 1159.6651 | 0 | 6.0267 | 1134.9417 | 320.7338 | 517.7395 | 2148.7873 | 0 | 6.581 | 0.0054591 | 0 | 2.4478 | 0 | 0 | 1819.1077 | 0 | 0 | 0 | 10668.3032 | 263 | 17 | Winter
2018-09-20 18:00 | 9.116 | 1535.546 | 373.3736 | 1591.175 | 1156.7338 | 0 | 8.6631 | 931.6633 | 308.5026 | 496.9586 | 1950.4086 | 0 | 5.1215 | 0.0056795 | 0 | 1.905 | 0 | 0 | 1830.3527 | 0 | 0 | 0 | 10199.5253 | 263 | 18 | Winter
2018-09-20 19:00 | 14.1694 | 1280.3201 | 509.3845 | 1507.5704 | 1118.3676 | 0 | 10.3609 | 729.1851 | 420.438 | 463.6926 | 1862.8223 | 0 | 2.7283 | 0.0056171 | 0 | 1.0148 | 0 | 0 | 1804.9099 | 0 | 0 | 0 | 9724.9697 | 263 | 19 | Winter
2018-09-20 20:00 | 19.7087 | 1111.0343 | 654.9667 | 1453.6698 | 1067.6889 | 0 | 10.006 | 586.3343 | 416.492 | 382.7461 | 1767.7062 | 0 | 1.9996 | 0.0056846 | 0 | 0.74378 | 0 | 0 | 1706.1889 | 0 | 0 | 0 | 9179.2909 | 263 | 20 | Winter
2018-09-20 21:00 | 26.7985 | 981.2057 | 657.1344 | 1373.3543 | 1018.9867 | 0 | 4.3359 | 502.4038 | 384.9438 | 305.6962 | 1678.4158 | 0 | 1.4803 | 0.0056635 | 0 | 0.55061 | 0 | 0 | 1648.0609 | 0 | 0 | 0 | 8583.3725 | 263 | 21 | Winter
2018-09-20 22:00 | 35.5272 | 823.0462 | 337.9929 | 1126.5384 | 913.3955 | 0 | 3.4338 | 447.0379 | 331.5038 | 251.8802 | 1615.807 | 0 | 0.97728 | 0.0058302 | 0 | 0.36351 | 0 | 0 | 1616.3303 | 0 | 0 | 0 | 7503.8397 | 263 | 22 | Winter
2018-09-20 23:00 | 45.3818 | 695.3118 | 130.0749 | 843.0305 | 873.6522 | 0 | 4.2289 | 406.0222 | 297.3998 | 217.2717 | 1570.3319 | 0 | 0.69494 | 0.0057529 | 0 | 0.25849 | 0 | 0 | 1576.1906 | 0 | 0 | 0 | 6659.8555 | 263 | 23 | Winter
2018-09-21 | 56.1876 | 583.0997 | 83.0549 | 634.1758 | 864.8077 | 0 | 5.6193 | 342.1111 | 280.017 | 182.9362 | 1499.5401 | 0 | 0.38162 | 0.0057459 | 0 | 0.14195 | 0 | 0 | 1550.6803 | 0 | 0 | 0 | 6082.759 | 264 | 0 | Fall
2018-09-21 01:00 | 67.0123 | 521.2771 | 75.9185 | 512.1066 | 858.8061 | 0 | 5.3291 | 314.2146 | 269.2644 | 163.2946 | 1478.6727 | 0 | 0.242 | 0.0056893 | 0 | 0.090013 | 0 | 0 | 1543.468 | 0 | 0 | 0 | 5809.7015 | 264 | 1 | Fall
2018-09-21 02:00 | 90.3287 | 466.0197 | 74.3718 | 452.0454 | 854.8654 | 0 | 7.4168 | 313.2298 | 266.4136 | 155.136 | 1445.5497 | 0 | 0.11335 | 0.005705 | 0 | 0.042162 | 0 | 0 | 1558.4402 | 0 | 0 | 0 | 5683.9784 | 264 | 2 | Fall
2018-09-21 03:00 | 118.7177 | 413.657 | 74.3718 | 464.6795 | 856.7635 | 0 | 10.4697 | 329.1978 | 267.6611 | 155.146 | 1409.3309 | 0 | 0.14982 | 0.0057569 | 0 | 0.055728 | 0 | 0 | 1583.9147 | 0 | 0 | 0 | 5684.121 | 264 | 3 | Fall
2018-09-21 04:00 | 146.6756 | 354.608 | 74.5526 | 549.8061 | 870.2137 | 0 | 17.4476 | 360.7079 | 278.4037 | 182.1547 | 1411.4274 | 0 | 0.08377 | 0.0065603 | 0 | 0.031159 | 0 | 0 | 1654.5402 | 0 | 0 | 0 | 5900.659 | 264 | 4 | Fall
2018-09-21 05:00 | 181.033 | 325.9332 | 86.0324 | 826.5858 | 884.4673 | 0 | 27.1574 | 452.0445 | 308.5144 | 228.4841 | 1470.7989 | 0 | 0.34883 | 0.0064131 | 0 | 0.12975 | 0 | 0 | 1766.3559 | 0 | 0 | 0 | 6557.8919 | 264 | 5 | Fall
2018-09-21 06:00 | 213.9822 | 310.1173 | 174.0875 | 1116.4667 | 906.3033 | 0 | 89.9104 | 598.1341 | 341.4231 | 299.8166 | 1780.4513 | 0 | 0.8663 | 0.0056577 | 0 | 0.32223 | 0 | 0 | 1688.0201 | 0 | 0 | 0 | 7519.9067 | 264 | 6 | Fall
2018-09-21 07:00 | 216.3267 | 299.6435 | 236.1853 | 1238.2474 | 950.0505 | 0 | 78.0348 | 737.5728 | 281.8143 | 404.8967 | 2019.3027 | 0 | 1.5613 | 0.0055469 | 0 | 0.58074 | 0 | 0 | 1710.5813 | 0 | 0 | 0 | 8174.8035 | 264 | 7 | Fall
2018-09-21 08:00 | 183.6319 | 315.6456 | 229.7477 | 1248.8345 | 987.3264 | 0 | 57.5116 | 852.5803 | 373.0294 | 603.4964 | 2261.935 | 0 | 1.7305 | 0.0054789 | 0 | 0.64368 | 0 | 0 | 1820.1126 | 0 | 0 | 0 | 8936.2309 | 264 | 8 | Fall
2018-09-21 09:00 | 147.0289 | 345.6196 | 216.9447 | 1291.0299 | 1008.5349 | 0 | 37.2851 | 952.2973 | 427.8536 | 697.04 | 2474.5644 | 0 | 1.6015 | 0.0054176 | 0 | 0.59568 | 0 | 0 | 1885.3072 | 0 | 0 | 0 | 9485.7083 | 264 | 9 | Fall
2018-09-21 10:00 | 122.7455 | 405.3541 | 204.0592 | 1270.7959 | 1009.2525 | 0 | 25.6752 | 1048.4891 | 455.0172 | 742.7923 | 2638.6234 | 0 | 1.8502 | 0.0054305 | 0 | 0.6882 | 0 | 0 | 1915.7912 | 0 | 0 | 0 | 9841.1393 | 264 | 10 | Fall
2018-09-21 11:00 | 106.6645 | 511.8805 | 188.5577 | 1275.5405 | 1011.3549 | 0 | 19.0815 | 1137.6682 | 462.3411 | 770.6372 | 2689.9497 | 0 | 2.2518 | 0.005459 | 0 | 0.83757 | 0 | 0 | 1920.5526 | 0 | 0 | 0 | 10097.3232 | 264 | 11 | Fall
2018-09-21 12:00 | 108.532 | 647.9142 | 182.8391 | 1233.2432 | 1019.3272 | 0 | 17.7967 | 1209.7172 | 458.7746 | 753.9743 | 2668.8794 | 0 | 2.6055 | 0.0054104 | 0 | 0.96912 | 0 | 0 | 1957.795 | 0 | 0 | 0 | 10262.3729 | 264 | 12 | Fall
2018-09-21 13:00 | 96.7039 | 753.1509 | 177.9509 | 1153.3457 | 990.8806 | 0 | 17.375 | 1196.1832 | 445.1313 | 728.0545 | 2591.4688 | 0 | 2.6562 | 0.0053814 | 0 | 0.98801 | 0 | 0 | 1970.7728 | 0 | 0 | 0 | 10124.6672 | 264 | 13 | Fall
2018-09-21 14:00 | 85.5152 | 891.1292 | 179.4965 | 1108.4015 | 980.5135 | 0 | 16.0145 | 1171.0453 | 418.8248 | 688.7884 | 2459.3874 | 0 | 3.0179 | 0.0053841 | 0 | 1.1225 | 0 | 0 | 1964.67 | 0 | 0 | 0 | 9967.9321 | 264 | 14 | Fall
2018-09-21 15:00 | 86.3773 | 1053.5126 | 193.1104 | 1166.4806 | 1015.9216 | 0 | 16.3644 | 1151.1323 | 385.6986 | 665.604 | 2331.3537 | 0 | 4.1045 | 0.0053553 | 0 | 1.5267 | 0 | 0 | 1927.8282 | 0 | 0 | 0 | 9999.0202 | 264 | 15 | Fall
2018-09-21 16:00 | 82.2382 | 1155.9172 | 223.9038 | 1345.3023 | 1088.5964 | 0 | 16.5754 | 1066.9482 | 353.0903 | 536.0477 | 2232.2851 | 0 | 5.4127 | 0.0054144 | 0 | 2.0133 | 0 | 0 | 1867.6156 | 0 | 0 | 0 | 9975.9515 | 264 | 16 | Fall
2018-09-21 17:00 | 79.452 | 1175.5452 | 282.3879 | 1541.0043 | 1158.4279 | 0 | 17.9634 | 941.801 | 320.7475 | 517.0392 | 2151.4078 | 0 | 6.429 | 0.0054513 | 0 | 2.3913 | 0 | 0 | 1776.9239 | 0 | 0 | 0 | 9971.5257 | 264 | 17 | Fall
2018-09-21 18:00 | 77.2619 | 1069.5875 | 370.6939 | 1556.8946 | 1153.8698 | 0 | 21.0181 | 791.5268 | 312.3221 | 500.5019 | 1943.3843 | 0 | 5.001 | 0.0056472 | 0 | 1.8602 | 0 | 0 | 1787.1252 | 0 | 0 | 0 | 9591.0531 | 264 | 18 | Fall
2018-09-21 19:00 | 83.0216 | 901.4801 | 504.4668 | 1524.2265 | 1115.7256 | 0 | 24.2696 | 632.5411 | 431.9644 | 464.8925 | 1848.5741 | 0 | 2.6805 | 0.0056717 | 0 | 0.99703 | 0 | 0 | 1772.8185 | 0 | 0 | 0 | 9307.664 | 264 | 19 | Fall
2018-09-21 20:00 | 97.337 | 783.9742 | 653.2127 | 1471.4736 | 1067.355 | 0 | 29.7598 | 510.1814 | 416.4657 | 382.3822 | 1750.6585 | 0 | 1.9722 | 0.0057444 | 0 | 0.73356 | 0 | 0 | 1682.4867 | 0 | 0 | 0 | 8847.9983 | 264 | 20 | Fall
2018-09-21 21:00 | 121.6422 | 703.8168 | 659.67 | 1347.6475 | 1019.2823 | 0 | 11.2764 | 430.946 | 384.8617 | 307.4616 | 1662.7357 | 0 | 1.4631 | 0.0057423 | 0 | 0.54422 | 0 | 0 | 1629.4276 | 0 | 0 | 0 | 8280.781 | 264 | 21 | Fall
2018-09-21 22:00 | 146.2522 | 610.3628 | 342.3211 | 1138.27 | 913.8988 | 0 | 11.244 | 384.0526 | 331.3201 | 253.8927 | 1607.0486 | 0 | 0.95362 | 0.0056938 | 0 | 0.35471 | 0 | 0 | 1576.8269 | 0 | 0 | 0 | 7316.8039 | 264 | 22 | Fall
2018-09-21 23:00 | 174.2754 | 526.8446 | 130.7242 | 833.4177 | 873.525 | 0 | 13.6135 | 355.2256 | 297.0778 | 218.0088 | 1570.8808 | 0 | 0.6804 | 0.0056238 | 0 | 0.25308 | 0 | 0 | 1544.0714 | 0 | 0 | 0 | 6538.6038 | 264 | 23 | Fall
2018-09-22 | 199.4586 | 466.3972 | 83.366 | 600.7642 | 864.648 | 0 | 17.5552 | 296.4817 | 279.5629 | 183.2723 | 1506.0013 | 0 | 0.36517 | 0.0056086 | 0 | 0.13583 | 0 | 0 | 1485.0682 | 0 | 0 | 0 | 5983.0823 | 265 | 0 | Fall
2018-09-22 01:00 | 225.2799 | 418.3472 | 75.9523 | 488.8198 | 858.7239 | 0 | 25.3435 | 305.4428 | 255.9752 | 155.2604 | 1557.1641 | 0 | 0.23462 | 0.0055584 | 0 | 0.087268 | 0 | 0 | 1497.0934 | 0 | 0 | 0 | 5863.73 | 265 | 1 | Fall
2018-09-22 02:00 | 273.2955 | 381.0193 | 74.1733 | 446.1672 | 854.6017 | 0 | 29.7201 | 300.856 | 250.1968 | 156.2923 | 1530.9542 | 0 | 0.10998 | 0.0055094 | 0 | 0.040908 | 0 | 0 | 1510.9959 | 0 | 0 | 0 | 5808.4286 | 265 | 2 | Fall
2018-09-22 03:00 | 310.5039 | 348.4367 | 74.1733 | 457.3562 | 856.2951 | 0 | 31.4017 | 309.1699 | 248.3003 | 169.738 | 1497.1429 | 0 | 0.14642 | 0.0055368 | 0 | 0.054463 | 0 | 0 | 1548.0667 | 0 | 0 | 0 | 5850.7913 | 265 | 3 | Fall
2018-09-22 04:00 | 351.3664 | 300.9633 | 74.491 | 466.6303 | 873.0559 | 0 | 36.6186 | 322.1118 | 250.4716 | 182.8468 | 1449.9068 | 0 | 0.082222 | 0.0063363 | 0 | 0.030583 | 0 | 0 | 1623.4455 | 0 | 0 | 0 | 5932.0271 | 265 | 4 | Fall
2018-09-22 05:00 | 400.2226 | 262.9955 | 80.9059 | 578.9157 | 891.9954 | 0 | 49.6555 | 349.9396 | 255.7728 | 208.1225 | 1396.508 | 0 | 0.34298 | 0.0063394 | 0 | 0.12758 | 0 | 0 | 1736.941 | 0 | 0 | 0 | 6212.4513 | 265 | 5 | Fall
2018-09-22 06:00 | 448.9109 | 240.0349 | 119.4134 | 827.8843 | 906.0692 | 0 | 138.8039 | 421.0063 | 250.834 | 256.4348 | 1505.2127 | 0 | 0.85789 | 0.0055403 | 0 | 0.3191 | 0 | 0 | 1671.4902 | 0 | 0 | 0 | 6787.2772 | 265 | 6 | Fall
2018-09-22 07:00 | 442.0527 | 238.9764 | 185.5651 | 1142.8435 | 935.501 | 0 | 113.1439 | 473.8791 | 144.6223 | 292.7953 | 1486.0485 | 0 | 1.5302 | 0.0048599 | 0 | 0.56917 | 0 | 0 | 1676.2577 | 0 | 0 | 0 | 7133.7899 | 265 | 7 | Fall
2018-09-22 08:00 | 356.3348 | 267.5479 | 242.585 | 1379.818 | 990.435 | 0 | 85.1892 | 531.1405 | 189.3831 | 404.691 | 1459.9881 | 0 | 1.6911 | 0.0054887 | 0 | 0.62902 | 0 | 0 | 1778.2287 | 0 | 0 | 0 | 7687.6669 | 265 | 8 | Fall
2018-09-22 09:00 | 249.4264 | 319.9842 | 269.2238 | 1444.0655 | 1022.6087 | 0 | 57.197 | 622.68 | 216.2907 | 459.1228 | 1471.5645 | 0 | 1.5578 | 0.0054283 | 0 | 0.57944 | 0 | 0 | 1833.99 | 0 | 0 | 0 | 7968.2963 | 265 | 9 | Fall
2018-09-22 10:00 | 172.4587 | 415.5082 | 264.0189 | 1452.5774 | 1025.6234 | 0 | 36.21 | 729.7755 | 230.3457 | 489.8975 | 1533.5512 | 0 | 1.7765 | 0.0053873 | 0 | 0.66077 | 0 | 0 | 1839.6127 | 0 | 0 | 0 | 8192.0219 | 265 | 10 | Fall
2018-09-22 11:00 | 125.8415 | 548.8822 | 242.4047 | 1485.6786 | 1029.86 | 0 | 24.2757 | 826.3953 | 237.352 | 525.5883 | 1574.19 | 0 | 2.1389 | 0.0054363 | 0 | 0.7956 | 0 | 0 | 1824.3487 | 0 | 0 | 0 | 8447.757 | 265 | 11 | Fall
2018-09-22 12:00 | 91.5402 | 698.9494 | 229.637 | 1405.9696 | 1038.124 | 0 | 17.1114 | 903.74 | 239.1115 | 542.4824 | 1597.9018 | 0 | 2.4434 | 0.0054401 | 0 | 0.90885 | 0 | 0 | 1835.769 | 0 | 0 | 0 | 8603.6939 | 265 | 12 | Fall
2018-09-22 13:00 | 57.6432 | 884.7177 | 222.9281 | 1324.6018 | 1010.5461 | 0 | 11.744 | 950.5544 | 238.5164 | 561.3947 | 1609.9614 | 0 | 2.4646 | 0.0055113 | 0 | 0.91672 | 0 | 0 | 1828.3751 | 0 | 0 | 0 | 8704.3697 | 265 | 13 | Fall
2018-09-22 14:00 | 29.9216 | 1076.7901 | 227.3423 | 1265.6585 | 1000.1844 | 0 | 8.6516 | 962.5497 | 234.9383 | 563.28 | 1631.1355 | 0 | 2.7779 | 0.0055643 | 0 | 1.0333 | 0 | 0 | 1808.5156 | 0 | 0 | 0 | 8812.7845 | 265 | 14 | Fall
2018-09-22 15:00 | 16.7586 | 1246.0867 | 238.1974 | 1331.3166 | 1039.5337 | 0 | 7.0042 | 958.8793 | 229.9111 | 553.4052 | 1678.883 | 0 | 3.7474 | 0.0055236 | 0 | 1.3939 | 0 | 0 | 1760.2334 | 0 | 0 | 0 | 9065.356 | 265 | 15 | Fall
2018-09-22 16:00 | 12.0438 | 1355.841 | 263.3488 | 1479.8036 | 1112.8434 | 0 | 6.9182 | 919.505 | 225.8078 | 469.2343 | 1741.6208 | 0 | 4.8922 | 0.0049392 | 0 | 1.8197 | 0 | 0 | 1687.882 | 0 | 0 | 0 | 9281.5656 | 265 | 16 | Fall
2018-09-22 17:00 | 10.2198 | 1375.9201 | 310.1924 | 1631.7338 | 1181.6618 | 0 | 7.9099 | 831.446 | 223.5492 | 454.8862 | 1803.5482 | 0 | 5.7009 | 0.0049625 | 0 | 2.1205 | 0 | 0 | 1575.7415 | 0 | 0 | 0 | 9414.6352 | 265 | 17 | Fall
2018-09-22 18:00 | 15.5199 | 1212.2971 | 390.6614 | 1638.98 | 1170.3385 | 0 | 11.0387 | 703.9712 | 240.9302 | 428.4226 | 1709.4431 | 0 | 4.3289 | 0.0050695 | 0 | 1.6102 | 0 | 0 | 1547.0331 | 0 | 0 | 0 | 9074.58 | 265 | 18 | Fall
2018-09-22 19:00 | 31.5415 | 976.441 | 527.6197 | 1526.5256 | 1128.7375 | 0 | 22.1339 | 578.2825 | 385.5146 | 390.5566 | 1699.4077 | 0 | 2.3594 | 0.0050919 | 0 | 0.8776 | 0 | 0 | 1560.594 | 0 | 0 | 0 | 8830.5968 | 265 | 19 | Fall
2018-09-22 20:00 | 54.9243 | 811.8582 | 678.9866 | 1430.0673 | 1075.2481 | 0 | 35.3738 | 503.6888 | 382.351 | 343.7888 | 1680.8259 | 0 | 1.7574 | 0.0051864 | 0 | 0.65369 | 0 | 0 | 1499.2153 | 0 | 0 | 0 | 8498.7445 | 265 | 20 | Fall
2018-09-22 21:00 | 84.2467 | 696.8026 | 689.2515 | 1313.0748 | 1026.2293 | 0 | 17.9089 | 422.9101 | 359.3392 | 297.9458 | 1637.0345 | 0 | 1.3382 | 0.0052443 | 0 | 0.49774 | 0 | 0 | 1490.0114 | 0 | 0 | 0 | 8036.5958 | 265 | 21 | Fall
2018-09-22 22:00 | 118.3727 | 583.2015 | 378.8405 | 1053.7124 | 918.6394 | 0 | 17.8666 | 373.2607 | 310.6487 | 239.0531 | 1581.5595 | 0 | 0.89345 | 0.0051243 | 0 | 0.33233 | 0 | 0 | 1477.5401 | 0 | 0 | 0 | 7053.9261 | 265 | 22 | Fall
2018-09-22 23:00 | 159.2631 | 483.0862 | 141.5671 | 802.9342 | 872.4288 | 0 | 21.5098 | 335.344 | 276.083 | 193.3897 | 1542.7824 | 0 | 0.65034 | 0.005148 | 0 | 0.2419 | 0 | 0 | 1476.0157 | 0 | 0 | 0 | 6305.3013 | 265 | 23 | Fall
2018-09-23 | 199.4176 | 412.9626 | 85.9369 | 594.4778 | 863.4955 | 0 | 25.9324 | 304.7887 | 262.7998 | 164.7627 | 1547.7876 | 0 | 0.9553 | 0.0079199 | 0 | 0.35533 | 0 | 0 | 1172.906 | 0 | 0 | 0 | 5636.5862 | 266 | 0 | Fall
2018-09-23 01:00 | 238.6335 | 357.364 | 76.4112 | 504.4459 | 857.0961 | 0 | 25.5772 | 276.4301 | 246.2238 | 156.2015 | 1436.644 | 0 | 0.38358 | 0.0076666 | 0 | 0.14268 | 0 | 0 | 1175.2441 | 0 | 0 | 0 | 5350.8054 | 266 | 1 | Fall
2018-09-23 02:00 | 287.0505 | 311.8671 | 74.1733 | 449.8991 | 853.5125 | 0 | 30.7538 | 275.1506 | 241.1178 | 159.0556 | 1430.7921 | 0 | 0.32686 | 0.0084776 | 0 | 0.12158 | 0 | 0 | 1121.6215 | 0 | 0 | 0 | 5235.4507 | 266 | 2 | Fall
2018-09-23 03:00 | 333.692 | 279.4991 | 74.1733 | 448.1531 | 856.1161 | 0 | 35.38 | 272.5185 | 237.6324 | 171.2186 | 1387.7021 | 0 | 0.2362 | 0.008357 | 0 | 0.087859 | 0 | 0 | 1088.092 | 0 | 0 | 0 | 5184.5097 | 266 | 3 | Fall
2018-09-23 04:00 | 391.3373 | 243.74 | 74.4876 | 467.6335 | 872.8913 | 0 | 40.3525 | 276.1252 | 242.2733 | 187.6078 | 1354.8697 | 0 | 0.045983 | 0.0083551 | 0 | 0.017104 | 0 | 0 | 1098.9268 | 0 | 0 | 0 | 5250.3166 | 266 | 4 | Fall
2018-09-23 05:00 | 436.0661 | 219.5553 | 80.7674 | 589.3093 | 891.9232 | 0 | 58.5713 | 311.7593 | 251.3872 | 214.6643 | 1320.1457 | 0 | 0.14219 | 0.0082546 | 0 | 0.05289 | 0 | 0 | 1111.717 | 0 | 0 | 0 | 5486.0695 | 266 | 5 | Fall
2018-09-23 06:00 | 486.5749 | 203.7278 | 119.9218 | 820.2824 | 906.1166 | 0 | 157.2024 | 352.9923 | 245.8658 | 255.7841 | 1265.2003 | 0 | 0.29483 | 0.0083175 | 0 | 0.10966 | 0 | 0 | 1083.8822 | 0 | 0 | 0 | 5897.9634 | 266 | 6 | Fall
2018-09-23 07:00 | 464.6226 | 199.739 | 188.0179 | 1121.8046 | 935.4049 | 0 | 119.955 | 381.5366 | 120.0336 | 283.7076 | 1235.8067 | 0 | 0.51312 | 0.0078056 | 0 | 0.19086 | 0 | 0 | 1069.4139 | 0 | 0 | 0 | 6120.7542 | 266 | 7 | Fall
2018-09-23 08:00 | 338.6807 | 204.349 | 243.0359 | 1363.3684 | 990.6338 | 0 | 82.2118 | 410.8709 | 137.9289 | 397.9226 | 1275.7444 | 0 | 0.95967 | 0.0077982 | 0 | 0.35696 | 0 | 0 | 1054.0496 | 0 | 0 | 0 | 6500.1204 | 266 | 8 | Fall
2018-09-23 09:00 | 223.2337 | 255.8108 | 265.6985 | 1420.9033 | 1022.0398 | 0 | 48.0594 | 478.1707 | 158.1587 | 433.5311 | 1293.7131 | 0 | 1.704 | 0.0077944 | 0 | 0.63381 | 0 | 0 | 1058.0719 | 0 | 0 | 0 | 6659.7366 | 266 | 9 | Fall
2018-09-23 10:00 | 136.2263 | 347.285 | 260.6947 | 1417.5916 | 1025.5701 | 0 | 25.8527 | 545.7552 | 177.2739 | 456.0047 | 1309.5744 | 0 | 2.2545 | 0.007707 | 0 | 0.83859 | 0 | 0 | 1027.7771 | 0 | 0 | 0 | 6732.7066 | 266 | 10 | Fall
2018-09-23 11:00 | 82.6225 | 462.6016 | 239.5834 | 1489.0653 | 1029.4652 | 0 | 14.48 | 611.1677 | 191.8208 | 486.1175 | 1337.8689 | 0 | 2.9222 | 0.0077431 | 0 | 1.0869 | 0 | 0 | 1054.8614 | 0 | 0 | 0 | 7003.6712 | 266 | 11 | Fall
2018-09-23 12:00 | 55.696 | 615.6818 | 229.0124 | 1425.8587 | 1038.236 | 0 | 9.5417 | 686.2778 | 200.512 | 505.7949 | 1390.8021 | 0 | 3.704 | 0.00769 | 0 | 1.3777 | 0 | 0 | 1060.2616 | 0 | 0 | 0 | 7222.7645 | 266 | 12 | Fall
2018-09-23 13:00 | 32.0533 | 820.5416 | 223.643 | 1352.8423 | 1010.5118 | 0 | 7.3118 | 743.4926 | 204.1428 | 522.0745 | 1432.3599 | 0 | 3.7787 | 0.0076794 | 0 | 1.4055 | 0 | 0 | 1054.3636 | 0 | 0 | 0 | 7408.5289 | 266 | 13 | Fall
2018-09-23 14:00 | 21.639 | 1048.2988 | 225.7552 | 1330.6915 | 1000.0559 | 0 | 6.7711 | 777.4771 | 202.0859 | 525.9317 | 1477.5118 | 0 | 3.9668 | 0.0076953 | 0 | 1.4755 | 0 | 0 | 1072.576 | 0 | 0 | 0 | 7694.244 | 266 | 14 | Fall
2018-09-23 15:00 | 19.3242 | 1268.883 | 236.7299 | 1364.644 | 1039.0117 | 0 | 7.1021 | 792.2118 | 194.6806 | 525.5149 | 1516.5853 | 0 | 4.0952 | 0.0075717 | 0 | 1.5232 | 0 | 0 | 1036.6129 | 0 | 0 | 0 | 8006.9263 | 266 | 15 | Fall
2018-09-23 16:00 | 17.6148 | 1440.7038 | 260.6066 | 1499.1633 | 1111.3919 | 0 | 6.6083 | 779.6435 | 185.3981 | 449.5957 | 1545.832 | 0 | 4.6094 | 0.0075819 | 0 | 1.7145 | 0 | 0 | 1032.4893 | 0 | 0 | 0 | 8335.3788 | 266 | 16 | Fall
2018-09-23 17:00 | 18.0835 | 1458.0518 | 307.0609 | 1620.3927 | 1179.2033 | 0 | 7.1183 | 711.8849 | 175.184 | 438.7014 | 1571.18 | 0 | 4.1623 | 0.0075629 | 0 | 1.5482 | 0 | 0 | 1000.8721 | 0 | 0 | 0 | 8493.4511 | 266 | 17 | Fall
2018-09-23 18:00 | 21.204 | 1275.6718 | 391.6501 | 1645.3307 | 1169.9783 | 0 | 9.8056 | 604.4671 | 182.8303 | 417.3179 | 1583.9365 | 0 | 4.9959 | 0.0078267 | 0 | 1.8583 | 0 | 0 | 1020.0925 | 0 | 0 | 0 | 8329.1468 | 266 | 18 | Fall
2018-09-23 19:00 | 28.5601 | 1055.3017 | 531.7301 | 1504.8419 | 1129.1371 | 0 | 15.8636 | 498.1998 | 315.4518 | 383.8585 | 1561.8899 | 0 | 4.7929 | 0.0078639 | 0 | 1.7828 | 0 | 0 | 998.5229 | 0 | 0 | 0 | 8029.9409 | 266 | 19 | Fall
2018-09-23 20:00 | 39.966 | 887.8944 | 682.844 | 1429.0829 | 1075.3097 | 0 | 24.2024 | 439.5934 | 303.6159 | 339.2238 | 1527.7768 | 0 | 3.9624 | 0.0064987 | 0 | 1.4739 | 0 | 0 | 993.5918 | 0 | 0 | 0 | 7748.5437 | 266 | 20 | Fall
2018-09-23 21:00 | 56.0369 | 741.6584 | 690.5935 | 1324.5352 | 1025.9991 | 0 | 10.8314 | 391.4076 | 292.2346 | 296.1937 | 1478.6656 | 0 | 3.2475 | 0.0065946 | 0 | 1.2079 | 0 | 0 | 979.1091 | 0 | 0 | 0 | 7291.727 | 266 | 21 | Fall
2018-09-23 22:00 | 79.2621 | 615.5486 | 377.1942 | 1093.1065 | 918.3279 | 0 | 9.741 | 368.0246 | 280.3088 | 241.5289 | 1425.497 | 0 | 2.5018 | 0.0064687 | 0 | 0.93058 | 0 | 0 | 1001.5585 | 0 | 0 | 0 | 6413.537 | 266 | 22 | Fall
2018-09-23 23:00 | 106.9611 | 530.3626 | 142.4449 | 802.5188 | 872.3597 | 0 | 10.907 | 351.7677 | 267.4478 | 197.8322 | 1387.8625 | 0 | 1.7137 | 0.006494 | 0 | 0.63741 | 0 | 0 | 1071.3482 | 0 | 0 | 0 | 5744.1701 | 266 | 23 | Fall
2018-09-24 | 128.2192 | 452.5274 | 86.0469 | 637.7219 | 863.5439 | 0 | 12.3284 | 316.0201 | 254.282 | 167.4818 | 1415.5104 | 0 | 0.91249 | 0.0063429 | 0 | 0.33941 | 0 | 0 | 1121.1976 | 0 | 0 | 0 | 5456.1377 | 267 | 0 | Fall
2018-09-24 01:00 | 152.3834 | 416.5516 | 76.4902 | 500.5815 | 857.1832 | 0 | 10.9138 | 287.2517 | 269.2644 | 164.8518 | 1478.6727 | 0 | 0.36976 | 0.0076123 | 0 | 0.13753 | 0 | 0 | 1133.0449 | 0 | 0 | 0 | 5347.704 | 267 | 1 | Fall
2018-09-24 02:00 | 184.0631 | 386.74 | 74.3718 | 457.3667 | 853.6231 | 0 | 13.0282 | 290.9161 | 266.4136 | 154.1717 | 1445.5497 | 0 | 0.31327 | 0.0075577 | 0 | 0.11652 | 0 | 0 | 1074.8372 | 0 | 0 | 0 | 5201.5184 | 267 | 2 | Fall
2018-09-24 03:00 | 208.9658 | 354.1149 | 74.3718 | 466.4019 | 855.9446 | 0 | 16.4497 | 310.0722 | 267.6611 | 156.6712 | 1409.3309 | 0 | 0.22751 | 0.0082772 | 0 | 0.084625 | 0 | 0 | 1048.5098 | 0 | 0 | 0 | 5168.8144 | 267 | 3 | Fall
2018-09-24 04:00 | 237.3751 | 321.0854 | 74.5465 | 551.7498 | 870.3496 | 0 | 21.2998 | 346.7258 | 278.4037 | 182.8428 | 1411.4274 | 0 | 0.043257 | 0.0081834 | 0 | 0.01609 | 0 | 0 | 1047.3777 | 0 | 0 | 0 | 5343.2511 | 267 | 4 | Fall
2018-09-24 05:00 | 266.7323 | 301.7291 | 85.7361 | 800.4237 | 884.7539 | 0 | 32.9092 | 435.7166 | 308.5144 | 230.9755 | 1470.7989 | 0 | 0.13435 | 0.0081523 | 0 | 0.049971 | 0 | 0 | 1051.2215 | 0 | 0 | 0 | 5869.7037 | 267 | 5 | Fall
2018-09-24 06:00 | 298.9379 | 291.422 | 170.8012 | 1146.0889 | 906.3046 | 0 | 116.5804 | 580.3043 | 343.6775 | 301.6626 | 1780.4513 | 0 | 0.28079 | 0.0075874 | 0 | 0.10444 | 0 | 0 | 1031.3605 | 0 | 0 | 0 | 6967.984 | 267 | 6 | Fall
2018-09-24 07:00 | 304.2204 | 283.6216 | 237.2458 | 1293.5787 | 949.645 | 0 | 91.8845 | 709.559 | 281.8179 | 406.9064 | 2019.3027 | 0 | 0.49622 | 0.0078991 | 0 | 0.18457 | 0 | 0 | 1033.4106 | 0 | 0 | 0 | 7611.8813 | 267 | 7 | Fall
2018-09-24 08:00 | 249.3609 | 287.8061 | 233.3338 | 1281.917 | 987.6478 | 0 | 57.9094 | 808.7926 | 373.0294 | 604.5958 | 2261.935 | 0 | 0.91368 | 0.0064516 | 0 | 0.33985 | 0 | 0 | 1003.4829 | 0 | 0 | 0 | 8151.0706 | 267 | 8 | Fall
2018-09-24 09:00 | 186.1496 | 311.5836 | 221.2924 | 1288.4322 | 1009.5626 | 0 | 30.0374 | 924.3845 | 427.8536 | 702.3913 | 2474.5644 | 0 | 1.6055 | 0.0063935 | 0 | 0.59717 | 0 | 0 | 997.2553 | 0 | 0 | 0 | 8575.7161 | 267 | 9 | Fall
2018-09-24 10:00 | 135.9587 | 404.6335 | 206.2079 | 1305.0546 | 1009.9394 | 0 | 13.8592 | 1065.9274 | 455.0172 | 747.8265 | 2638.6234 | 0 | 2.1272 | 0.006333 | 0 | 0.79124 | 0 | 0 | 969.5576 | 0 | 0 | 0 | 8955.53 | 267 | 10 | Fall
2018-09-24 11:00 | 97.3257 | 546.8467 | 191.2814 | 1290.2464 | 1012.075 | 0 | 6.8462 | 1202.0508 | 462.3411 | 773.4776 | 2689.9497 | 0 | 2.7742 | 0.0062016 | 0 | 1.0319 | 0 | 0 | 1001.4819 | 0 | 0 | 0 | 9277.7348 | 267 | 11 | Fall
2018-09-24 12:00 | 74.8516 | 713.8331 | 185.6242 | 1223.1439 | 1020.169 | 0 | 4.6167 | 1277.8787 | 458.7746 | 760.6559 | 2668.8794 | 0 | 3.5411 | 0.006268 | 0 | 1.3171 | 0 | 0 | 1013.5582 | 0 | 0 | 0 | 9406.8497 | 267 | 12 | Fall
2018-09-24 13:00 | 48.2519 | 913.033 | 179.3094 | 1097.1286 | 991.6584 | 0 | 3.9982 | 1317.8489 | 445.1313 | 730.748 | 2591.4688 | 0 | 3.6083 | 0.0075643 | 0 | 1.3421 | 0 | 0 | 1006.7923 | 0 | 0 | 0 | 9330.3269 | 267 | 13 | Fall
2018-09-24 14:00 | 25.0052 | 1104.8826 | 179.5121 | 1160.0028 | 980.6884 | 0 | 2.8824 | 1316.2473 | 418.8248 | 691.9582 | 2459.3874 | 0 | 3.7915 | 0.0074627 | 0 | 1.4103 | 0 | 0 | 1025.0828 | 0 | 0 | 0 | 9369.6833 | 267 | 14 | Fall
2018-09-24 15:00 | 15.2944 | 1270.9234 | 193.8133 | 1191.5625 | 1016.5978 | 0 | 2.822 | 1272.8207 | 385.6986 | 670.1231 | 2331.3537 | 0 | 3.9732 | 0.0074779 | 0 | 1.4779 | 0 | 0 | 1005.6448 | 0 | 0 | 0 | 9362.1128 | 267 | 15 | Fall
2018-09-24 16:00 | 14.3233 | 1375.9826 | 223.9292 | 1381.3712 | 1089.2583 | 0 | 2.9094 | 1167.3859 | 353.0903 | 538.3548 | 2232.2851 | 0 | 4.5533 | 0.0075342 | 0 | 1.6937 | 0 | 0 | 1019.9108 | 0 | 0 | 0 | 9405.0554 | 267 | 16 | Fall
2018-09-24 17:00 | 14.3164 | 1378.7118 | 282.7686 | 1556.6953 | 1159.1832 | 0 | 3.5119 | 1027.7421 | 320.7475 | 521.1503 | 2151.4078 | 0 | 4.1995 | 0.0076085 | 0 | 1.562 | 0 | 0 | 1009.8309 | 0 | 0 | 0 | 9431.835 | 267 | 17 | Fall
2018-09-24 18:00 | 16.655 | 1256.1855 | 373.7624 | 1621.2893 | 1156.3518 | 0 | 5.5646 | 868.6559 | 312.8843 | 498.9598 | 1943.3843 | 0 | 5.1622 | 0.0079139 | 0 | 1.9201 | 0 | 0 | 1054.1905 | 0 | 0 | 0 | 9114.9736 | 267 | 18 | Fall
2018-09-24 19:00 | 22.4658 | 1060.406 | 508.9864 | 1507.5045 | 1117.9573 | 0 | 8.1861 | 685.4529 | 434.12 | 466.6868 | 1848.5741 | 0 | 4.9568 | 0.007913 | 0 | 1.8437 | 0 | 0 | 1032.5841 | 0 | 0 | 0 | 8699.7326 | 267 | 19 | Fall
2018-09-24 20:00 | 28.5364 | 929.6608 | 655.3765 | 1449.8424 | 1067.896 | 0 | 10.3756 | 551.6813 | 416.4657 | 383.3772 | 1750.6585 | 0 | 4.0423 | 0.0079559 | 0 | 1.5036 | 0 | 0 | 1013.5527 | 0 | 0 | 0 | 8262.9769 | 267 | 20 | Fall
2018-09-24 21:00 | 35.6983 | 817.7398 | 659.485 | 1387.0413 | 1019.8696 | 0 | 5.8919 | 471.4471 | 384.8617 | 308.6289 | 1662.7357 | 0 | 3.2766 | 0.0066321 | 0 | 1.2188 | 0 | 0 | 987.9784 | 0 | 0 | 0 | 7745.8799 | 267 | 21 | Fall
2018-09-24 22:00 | 45.4067 | 688.9453 | 342.0472 | 1161.5282 | 914.0087 | 0 | 5.0249 | 423.0306 | 331.3201 | 253.7979 | 1607.0486 | 0 | 2.5208 | 0.006538 | 0 | 0.93763 | 0 | 0 | 1009.2227 | 0 | 0 | 0 | 6784.846 | 267 | 22 | Fall
2018-09-24 23:00 | 58.4085 | 584.506 | 130.5082 | 857.0915 | 873.6138 | 0 | 6.0316 | 389.2973 | 297.0778 | 217.0761 | 1570.8808 | 0 | 1.7215 | 0.0065012 | 0 | 0.64032 | 0 | 0 | 1076.0959 | 0 | 0 | 0 | 6062.9558 | 267 | 23 | Fall
2018-09-25 | 70.7174 | 522.203 | 83.1073 | 648.167 | 864.7559 | 0 | 6.9897 | 331.4544 | 279.5629 | 184.0345 | 1506.0013 | 0 | 0.36055 | 0.0056551 | 0 | 0.13411 | 0 | 0 | 1465.9518 | 0 | 0 | 0 | 5963.4454 | 268 | 0 | Summer
2018-09-25 01:00 | 82.9896 | 470.0954 | 75.9596 | 505.1118 | 858.7716 | 0 | 5.4395 | 303.9635 | 269.2644 | 162.8051 | 1478.6727 | 0 | 0.23093 | 0.0057174 | 0 | 0.085897 | 0 | 0 | 1473.032 | 0 | 0 | 0 | 5686.4276 | 268 | 1 | Summer
2018-09-25 02:00 | 105.6949 | 417.5463 | 74.3718 | 443.697 | 854.7278 | 0 | 6.7018 | 305.0578 | 266.4136 | 155.3973 | 1445.5497 | 0 | 0.10899 | 0.0057133 | 0 | 0.040538 | 0 | 0 | 1493.4174 | 0 | 0 | 0 | 5568.7306 | 268 | 2 | Summer
2018-09-25 03:00 | 131.6958 | 386.0536 | 74.3718 | 451.512 | 856.7829 | 0 | 8.6678 | 325.094 | 267.6611 | 157.6604 | 1409.3309 | 0 | 0.14341 | 0.0057472 | 0 | 0.053342 | 0 | 0 | 1515.1221 | 0 | 0 | 0 | 5584.1548 | 268 | 3 | Summer
2018-09-25 04:00 | 164.9411 | 335.4419 | 74.5389 | 552.4451 | 870.6503 | 0 | 13.6457 | 357.2774 | 278.4037 | 184.2585 | 1411.4274 | 0 | 0.080588 | 0.0059173 | 0 | 0.029975 | 0 | 0 | 1595.3389 | 0 | 0 | 0 | 5838.4856 | 268 | 4 | Summer
2018-09-25 05:00 | 197.0418 | 302.5448 | 85.5954 | 795.2011 | 884.7259 | 0 | 22.3811 | 449.8364 | 308.5144 | 230.7818 | 1470.7989 | 0 | 0.33634 | 0.0064798 | 0 | 0.1251 | 0 | 0 | 1706.1424 | 0 | 0 | 0 | 6454.0319 | 268 | 5 | Summer
2018-09-25 06:00 | 220.099 | 288.3168 | 171.5259 | 1125.2727 | 906.2289 | 0 | 84.3502 | 596.6402 | 344.0911 | 302.4994 | 1780.4513 | 0 | 0.84032 | 0.005698 | 0 | 0.31256 | 0 | 0 | 1638.2123 | 0 | 0 | 0 | 7458.8464 | 268 | 6 | Summer
2018-09-25 07:00 | 215.2999 | 284.8478 | 234.2501 | 1265.2782 | 949.701 | 0 | 65.7273 | 743.9268 | 281.8442 | 408.7751 | 2019.3027 | 0 | 1.5479 | 0.0049471 | 0 | 0.57575 | 0 | 0 | 1697.018 | 0 | 0 | 0 | 8168.0996 | 268 | 7 | Summer
2018-09-25 08:00 | 161.2464 | 319.6919 | 230.7935 | 1268.7345 | 987.6855 | 0 | 37.5208 | 877.8089 | 373.0294 | 608.9566 | 2261.935 | 0 | 1.6959 | 0.0054851 | 0 | 0.6308 | 0 | 0 | 1783.99 | 0 | 0 | 0 | 8913.7246 | 268 | 8 | Summer
2018-09-25 09:00 | 108.7728 | 445.6619 | 219.2352 | 1314.0186 | 1009.3459 | 0 | 15.4064 | 1055.6307 | 427.8536 | 704.6712 | 2474.5644 | 0 | 1.5623 | 0.005402 | 0 | 0.58113 | 0 | 0 | 1839.2836 | 0 | 0 | 0 | 9616.5932 | 268 | 9 | Summer
2018-09-25 10:00 | 76.59 | 639.7247 | 207.0793 | 1318.6963 | 1010.3093 | 0 | 6.8454 | 1279.2864 | 455.0172 | 750.3124 | 2638.6234 | 0 | 1.7761 | 0.0052928 | 0 | 0.66065 | 0 | 0 | 1839.5056 | 0 | 0 | 0 | 10224.432 | 268 | 10 | Summer
2018-09-25 11:00 | 56.7999 | 849.5602 | 191.1805 | 1328.2721 | 1012.2807 | 0 | 3.3213 | 1451.023 | 462.3411 | 780.7811 | 2689.9497 | 0 | 2.1641 | 0.0052576 | 0 | 0.80494 | 0 | 0 | 1845.871 | 0 | 0 | 0 | 10674.3547 | 268 | 11 | Summer
2018-09-25 12:00 | 50.8216 | 1181.8574 | 181.6837 | 1243.4067 | 1019.162 | 0 | 2.8027 | 1589.1146 | 458.7746 | 762.9988 | 2668.8794 | 0 | 2.4928 | 0.0051719 | 0 | 0.92721 | 0 | 0 | 1872.8089 | 0 | 0 | 0 | 11035.7356 | 268 | 12 | Summer
2018-09-25 13:00 | 41.3629 | 1571.0974 | 174.8012 | 1134.5865 | 990.9684 | 0 | 3.0262 | 1684.1361 | 445.1313 | 737.6289 | 2591.4688 | 0 | 2.5446 | 0.0051528 | 0 | 0.94649 | 0 | 0 | 1887.7902 | 0 | 0 | 0 | 11265.4943 | 268 | 13 | Summer
2018-09-25 14:00 | 32.8364 | 1946.9709 | 178.4613 | 1122.9061 | 980.8733 | 0 | 2.5276 | 1708.134 | 418.8248 | 697.2895 | 2459.3874 | 0 | 2.9213 | 0.0052035 | 0 | 1.0866 | 0 | 0 | 1901.7289 | 0 | 0 | 0 | 11453.9534 | 268 | 14 | Summer
2018-09-25 15:00 | 26.3694 | 2270.6545 | 194.2471 | 1170.7374 | 1017.117 | 0 | 2.2773 | 1677.0366 | 385.6986 | 673.7876 | 2331.3537 | 0 | 3.9899 | 0.0052083 | 0 | 1.4841 | 0 | 0 | 1874.0931 | 0 | 0 | 0 | 11628.8516 | 268 | 15 | Summer
2018-09-25 16:00 | 24.3597 | 2451.5211 | 226.1935 | 1390.8077 | 1089.6859 | 0 | 2.455 | 1570.9767 | 353.0903 | 545.0067 | 2232.2851 | 0 | 5.3404 | 0.005273 | 0 | 1.9864 | 0 | 0 | 1842.5688 | 0 | 0 | 0 | 11736.2827 | 268 | 16 | Summer
2018-09-25 17:00 | 22.8334 | 2419.1471 | 284.0966 | 1603.5972 | 1160.1311 | 0 | 2.8693 | 1386.5636 | 320.7475 | 525.7083 | 2151.4078 | 0 | 6.4388 | 0.0052968 | 0 | 2.395 | 0 | 0 | 1779.9244 | 0 | 0 | 0 | 11665.8653 | 268 | 17 | Summer
2018-09-25 18:00 | 22.7253 | 2109.1998 | 371.5461 | 1642.87 | 1156.5886 | 0 | 3.6892 | 1113.465 | 315.1387 | 503.3161 | 1943.3843 | 0 | 5.1243 | 0.005585 | 0 | 1.906 | 0 | 0 | 1831.2733 | 0 | 0 | 0 | 11020.2324 | 268 | 18 | Summer
2018-09-25 19:00 | 24.592 | 1767.0326 | 504.1615 | 1567.1614 | 1117.4018 | 0 | 5.114 | 855.993 | 434.12 | 469.6181 | 1848.5741 | 0 | 2.721 | 0.0055679 | 0 | 1.0121 | 0 | 0 | 1799.973 | 0 | 0 | 0 | 10397.4803 | 268 | 19 | Summer
2018-09-25 20:00 | 30.2708 | 1557.901 | 651.8339 | 1471.2815 | 1067.2513 | 0 | 7.182 | 684.9407 | 416.4657 | 387.448 | 1750.6585 | 0 | 2.0001 | 0.0056343 | 0 | 0.74394 | 0 | 0 | 1706.5477 | 0 | 0 | 0 | 9734.5306 | 268 | 20 | Summer
2018-09-25 21:00 | 37.4631 | 1400.7953 | 657.9232 | 1392.9346 | 1019.545 | 0 | 4.6464 | 570.2317 | 384.8617 | 309.1383 | 1662.7357 | 0 | 1.4907 | 0.0057042 | 0 | 0.55447 | 0 | 0 | 1659.7602 | 0 | 0 | 0 | 9102.086 | 268 | 21 | Summer
2018-09-25 22:00 | 48.0048 | 1212.7493 | 342.7061 | 1173.1919 | 913.9295 | 0 | 4.3667 | 505.6879 | 331.3201 | 255.4496 | 1607.0486 | 0 | 0.9766 | 0.0056546 | 0 | 0.36325 | 0 | 0 | 1614.5002 | 0 | 0 | 0 | 8010.3003 | 268 | 22 | Summer
2018-09-25 23:00 | 57.9479 | 1057.7324 | 130.1989 | 848.9834 | 873.7109 | 0 | 4.9903 | 461.1448 | 297.0778 | 221.1042 | 1570.8808 | 0 | 0.69861 | 0.0056609 | 0 | 0.25986 | 0 | 0 | 1585.9556 | 0 | 0 | 0 | 7110.6912 | 268 | 23 | Summer
2018-09-26 | 70.0699 | 924.7751 | 83.0482 | 610.2138 | 864.9301 | 0 | 5.6997 | 382.963 | 279.5629 | 185.8585 | 1506.0013 | 0 | 0.37569 | 0.005586 | 0 | 0.13974 | 0 | 0 | 1526.9736 | 0 | 0 | 0 | 6440.6171 | 269 | 0 | Winter
2018-09-26 01:00 | 80.3854 | 822.2476 | 75.9225 | 501.782 | 858.7166 | 0 | 4.4368 | 345.0282 | 269.5307 | 164.9528 | 1478.1194 | 0 | 0.24181 | 0.0055869 | 0 | 0.089944 | 0 | 0 | 1537.5578 | 0 | 0 | 0 | 6139.0172 | 269 | 1 | Winter
2018-09-26 02:00 | 101.2652 | 732.0272 | 74.3718 | 449.4376 | 854.8112 | 0 | 5.3117 | 342.5486 | 266.5492 | 156.6988 | 1447.265 | 0 | 0.11382 | 0.005559 | 0 | 0.042337 | 0 | 0 | 1564.3961 | 0 | 0 | 0 | 5994.8439 | 269 | 2 | Winter
2018-09-26 03:00 | 120.2514 | 665.2017 | 74.3718 | 456.1337 | 856.6522 | 0 | 6.8897 | 360.8908 | 267.6032 | 158.3097 | 1413.0391 | 0 | 0.15047 | 0.006345 | 0 | 0.055967 | 0 | 0 | 1586.8563 | 0 | 0 | 0 | 5966.4123 | 269 | 3 | Winter
2018-09-26 04:00 | 143.3317 | 587.9967 | 74.5495 | 549.3032 | 870.6721 | 0 | 9.7967 | 394.6179 | 278.1847 | 185.7714 | 1415.1073 | 0 | 0.084782 | 0.0065335 | 0 | 0.031535 | 0 | 0 | 1670.6881 | 0 | 0 | 0 | 6180.142 | 269 | 4 | Winter
2018-09-26 05:00 | 166.0086 | 526.515 | 85.7474 | 806.3026 | 884.7065 | 0 | 16.0562 | 495.5212 | 307.9248 | 231.0028 | 1475.7673 | 0 | 0.35113 | 0.0063825 | 0 | 0.13061 | 0 | 0 | 1778.9927 | 0 | 0 | 0 | 6775.0332 | 269 | 5 | Winter
2018-09-26 06:00 | 186.0401 | 483.0957 | 171.4346 | 1126.0647 | 906.2082 | 0 | 55.6487 | 653.1554 | 342.4658 | 303.9379 | 1785.7752 | 0 | 0.87645 | 0.0055944 | 0 | 0.326 | 0 | 0 | 1707.4894 | 0 | 0 | 0 | 7722.5238 | 269 | 6 | Winter
2018-09-26 07:00 | 190.1138 | 479.9273 | 235.4207 | 1239.3965 | 949.878 | 0 | 45.0368 | 814.7127 | 278.595 | 411.9367 | 2023.3511 | 0 | 1.5885 | 0.0055342 | 0 | 0.59084 | 0 | 0 | 1740.6046 | 0 | 0 | 0 | 8411.1579 | 269 | 7 | Winter
2018-09-26 08:00 | 155.9241 | 600.9442 | 228.1169 | 1270.5454 | 987.3838 | 0 | 27.4629 | 1009.3791 | 369.4996 | 610.8651 | 2264.4618 | 0 | 1.7715 | 0.0055174 | 0 | 0.65893 | 0 | 0 | 1862.8719 | 0 | 0 | 0 | 9389.8905 | 269 | 8 | Winter
2018-09-26 09:00 | 108.3563 | 830.4478 | 218.2719 | 1334.8463 | 1009.2567 | 0 | 11.62 | 1252.3956 | 426.6044 | 706.6765 | 2475.1843 | 0 | 1.6413 | 0.0054172 | 0 | 0.6105 | 0 | 0 | 1932.5074 | 0 | 0 | 0 | 10308.4244 | 269 | 9 | Winter
2018-09-26 10:00 | 70.5692 | 1090.0579 | 205.6303 | 1352.0847 | 1010.2028 | 0 | 5.0684 | 1485.1485 | 454.7504 | 756.6777 | 2637.8932 | 0 | 1.9009 | 0.0054256 | 0 | 0.70707 | 0 | 0 | 1968.6322 | 0 | 0 | 0 | 11039.3287 | 269 | 10 | Winter
2018-09-26 11:00 | 47.4649 | 1415.1767 | 189.938 | 1319.3615 | 1012.2153 | 0 | 2.9093 | 1673.6242 | 462.2977 | 781.1411 | 2687.0461 | 0 | 2.3099 | 0.0054228 | 0 | 0.8592 | 0 | 0 | 1970.0729 | 0 | 0 | 0 | 11564.4223 | 269 | 11 | Winter
2018-09-26 12:00 | 36.1557 | 1728.8979 | 181.3087 | 1227.5725 | 1018.8181 | 0 | 2.2365 | 1787.1216 | 458.7655 | 767.378 | 2665.3095 | 0 | 2.6735 | 0.0054149 | 0 | 0.99444 | 0 | 0 | 2008.9711 | 0 | 0 | 0 | 11886.2083 | 269 | 12 | Winter
2018-09-26 13:00 | 24.4756 | 1989.5805 | 175.7425 | 1118.173 | 990.6068 | 0 | 2.0707 | 1811.7474 | 445.1259 | 741.3941 | 2588.0229 | 0 | 2.7226 | 0.005399 | 0 | 1.0127 | 0 | 0 | 2019.7215 | 0 | 0 | 0 | 11910.4015 | 269 | 13 | Winter
2018-09-26 14:00 | 15.0407 | 2213.7616 | 177.2566 | 1086.3825 | 979.7938 | 0 | 1.8145 | 1770.3486 | 418.8259 | 698.7061 | 2455.1169 | 0 | 3.0998 | 0.0054095 | 0 | 1.153 | 0 | 0 | 2017.8457 | 0 | 0 | 0 | 11839.151 | 269 | 14 | Winter
2018-09-26 15:00 | 9.4031 | 2425.9347 | 192.721 | 1160.9093 | 1015.8515 | 0 | 1.62 | 1720.7237 | 385.6988 | 677.2216 | 2324.7236 | 0 | 4.2462 | 0.0054924 | 0 | 1.5794 | 0 | 0 | 1994.5935 | 0 | 0 | 0 | 11915.2317 | 269 | 15 | Winter
2018-09-26 16:00 | 7.0737 | 2540.4265 | 224.4221 | 1327.9833 | 1088.5483 | 0 | 1.6672 | 1584.2695 | 353.0911 | 546.1582 | 2227.1223 | 0 | 5.6058 | 0.005574 | 0 | 2.0851 | 0 | 0 | 1934.2141 | 0 | 0 | 0 | 11842.6729 | 269 | 16 | Winter
2018-09-26 17:00 | 6.7219 | 2415.1536 | 282.0153 | 1549.1799 | 1159.0456 | 0 | 1.996 | 1350.1856 | 320.7329 | 525.1882 | 2146.2553 | 0 | 6.6671 | 0.005653 | 0 | 2.4799 | 0 | 0 | 1842.7177 | 0 | 0 | 0 | 11608.3446 | 269 | 17 | Winter
2018-09-26 18:00 | 7.8365 | 2092.8744 | 369.533 | 1568.1993 | 1154.5553 | 0 | 2.9198 | 1095.6412 | 316.3246 | 506.4487 | 1940.5028 | 0 | 5.1383 | 0.0057388 | 0 | 1.9112 | 0 | 0 | 1836.2959 | 0 | 0 | 0 | 10898.1869 | 269 | 18 | Winter
2018-09-26 19:00 | 13.8392 | 1784.9463 | 505.5244 | 1535.6457 | 1116.7644 | 0 | 5.0957 | 864.3327 | 434.1447 | 468.4686 | 1848.2312 | 0 | 2.7498 | 0.0057813 | 0 | 1.0228 | 0 | 0 | 1818.9463 | 0 | 0 | 0 | 10399.7175 | 269 | 19 | Winter
2018-09-26 20:00 | 21.822 | 1563.8037 | 654.6418 | 1448.6917 | 1067.3035 | 0 | 7.9632 | 691.236 | 417.1344 | 388.6602 | 1751.6789 | 0 | 2.0164 | 0.0057513 | 0 | 0.75001 | 0 | 0 | 1720.4706 | 0 | 0 | 0 | 9736.1782 | 269 | 20 | Winter
2018-09-26 21:00 | 33.0734 | 1402.7829 | 659.0436 | 1401.0784 | 1019.6421 | 0 | 6.1003 | 569.275 | 387.699 | 310.9841 | 1664.9398 | 0 | 1.5221 | 0.0059186 | 0 | 0.56616 | 0 | 0 | 1694.488 | 0 | 0 | 0 | 9151.2009 | 269 | 21 | Winter
2018-09-26 22:00 | 48.9729 | 1244.1185 | 340.7485 | 1219.8945 | 913.5355 | 0 | 5.5999 | 508.0519 | 335.0447 | 255.9433 | 1608.5537 | 0 | 1.0007 | 0.0059269 | 0 | 0.37222 | 0 | 0 | 1654.8701 | 0 | 0 | 0 | 8136.7123 | 269 | 22 | Winter
2018-09-26 23:00 | 63.6479 | 1096.1557 | 129.9862 | 877.715 | 873.7013 | 0 | 6.7321 | 458.7204 | 299.0849 | 221.8927 | 1571.5875 | 0 | 0.71548 | 0.0058753 | 0 | 0.26613 | 0 | 0 | 1622.8066 | 0 | 0 | 0 | 7223.0177 | 269 | 23 | Winter
2018-09-27 | 81.6631 | 983.5106 | 83.4423 | 641.1293 | 864.9353 | 0 | 7.3498 | 380.0229 | 280.4149 | 187.3058 | 1504.9675 | 0 | 0.38216 | 0.005746 | 0 | 0.14215 | 0 | 0 | 1553.822 | 0 | 0 | 0 | 6569.0935 | 270 | 0 | Summer
2018-09-27 01:00 | 101.5795 | 901.0662 | 75.9153 | 491.9139 | 858.9883 | 0 | 6.4376 | 348.4729 | 269.4249 | 165.9367 | 1473.6582 | 0 | 0.24652 | 0.0056895 | 0 | 0.091695 | 0 | 0 | 1569.7945 | 0 | 0 | 0 | 6263.5317 | 270 | 1 | Summer
2018-09-27 02:00 | 132.2309 | 813.1627 | 74.3718 | 450.5046 | 854.7403 | 0 | 7.3745 | 346.5693 | 266.4829 | 157.9775 | 1441.8265 | 0 | 0.11555 | 0.0056564 | 0 | 0.042981 | 0 | 0 | 1586.3656 | 0 | 0 | 0 | 6131.7708 | 270 | 2 | Summer
2018-09-27 03:00 | 163.2673 | 719.8434 | 74.3718 | 464.8883 | 856.5326 | 0 | 9.5231 | 360.628 | 267.659 | 158.653 | 1406.1974 | 0 | 0.15307 | 0.006344 | 0 | 0.056937 | 0 | 0 | 1614.8694 | 0 | 0 | 0 | 6096.6497 | 270 | 3 | Summer
2018-09-27 04:00 | 190.2872 | 613.8367 | 74.5439 | 558.0063 | 870.52 | 0 | 12.9932 | 386.1408 | 278.3421 | 185.8431 | 1407.3925 | 0 | 0.085391 | 0.0064165 | 0 | 0.031762 | 0 | 0 | 1686.6768 | 0 | 0 | 0 | 6264.7062 | 270 | 4 | Summer
2018-09-27 05:00 | 217.0006 | 548.6846 | 85.7304 | 820.0267 | 884.6519 | 0 | 21.018 | 480.7485 | 308.3715 | 231.1734 | 1467.7547 | 0 | 0.35559 | 0.0077537 | 0 | 0.13226 | 0 | 0 | 1800.8448 | 0 | 0 | 0 | 6866.5005 | 270 | 5 | Summer
2018-09-27 06:00 | 249.2727 | 505.0828 | 173.4842 | 1155.3208 | 906.2977 | 0 | 62.7755 | 628.0965 | 344.0441 | 304.3363 | 1778.674 | 0 | 0.89905 | 0.0055439 | 0 | 0.33441 | 0 | 0 | 1751.4032 | 0 | 0 | 0 | 7860.0269 | 270 | 6 | Summer
2018-09-27 07:00 | 246.6131 | 498.8444 | 237.3585 | 1266.3833 | 949.869 | 0 | 52.4001 | 790.9357 | 282.451 | 413.3729 | 2016.6886 | 0 | 1.5941 | 0.0056049 | 0 | 0.59294 | 0 | 0 | 1745.8264 | 0 | 0 | 0 | 8502.9358 | 270 | 7 | Summer
2018-09-27 08:00 | 193.23 | 594.6536 | 232.9634 | 1258.149 | 987.623 | 0 | 31.6347 | 975.0801 | 372.73 | 611.9849 | 2256.4833 | 0 | 1.7471 | 0.0056432 | 0 | 0.64986 | 0 | 0 | 1836.8973 | 0 | 0 | 0 | 9353.832 | 270 | 8 | Summer
2018-09-27 09:00 | 123.8008 | 793.1793 | 218.9569 | 1272.3068 | 1009.2619 | 0 | 13.7365 | 1221.5183 | 427.6349 | 708.7498 | 2463.3942 | 0 | 1.6005 | 0.0055439 | 0 | 0.59533 | 0 | 0 | 1884.3094 | 0 | 0 | 0 | 10139.0501 | 270 | 9 | Summer
2018-09-27 10:00 | 67.0029 | 1059.7749 | 206.2105 | 1322.0215 | 1010.33 | 0 | 5.7916 | 1487.3309 | 454.9038 | 758.1638 | 2618.467 | 0 | 1.8202 | 0.0056216 | 0 | 0.67702 | 0 | 0 | 1884.9262 | 0 | 0 | 0 | 10877.4259 | 270 | 10 | Summer
2018-09-27 11:00 | 38.936 | 1298.4567 | 190.5927 | 1312.8906 | 1012.4507 | 0 | 3.5774 | 1657.6709 | 462.3097 | 783.5266 | 2658.9508 | 0 | 2.1589 | 0.0049302 | 0 | 0.80302 | 0 | 0 | 1841.2249 | 0 | 0 | 0 | 11263.5538 | 270 | 11 | Summer
2018-09-27 12:00 | 27.8549 | 1516.8871 | 181.0719 | 1215.4347 | 1018.8903 | 0 | 2.4839 | 1704.1408 | 458.7695 | 768.0786 | 2631.5844 | 0 | 2.4189 | 0.0049017 | 0 | 0.89972 | 0 | 0 | 1817.368 | 0 | 0 | 0 | 11345.8876 | 270 | 12 | Summer
2018-09-27 13:00 | 17.2129 | 1749.0597 | 175.7714 | 1157.0603 | 990.639 | 0 | 2.1954 | 1721.7052 | 445.1295 | 741.3528 | 2553.3824 | 0 | 2.402 | 0.004928 | 0 | 0.89343 | 0 | 0 | 1781.7955 | 0 | 0 | 0 | 11338.6043 | 270 | 13 | Summer
2018-09-27 14:00 | 13.0809 | 1969.6777 | 177.3745 | 1132.0649 | 980.2456 | 0 | 1.9978 | 1699.4696 | 418.8265 | 701.9471 | 2425.6575 | 0 | 2.6839 | 0.0049321 | 0 | 0.9983 | 0 | 0 | 1747.0722 | 0 | 0 | 0 | 11271.1015 | 270 | 14 | Summer
2018-09-27 15:00 | 10.8578 | 2196.16 | 193.0699 | 1177.0625 | 1016.7482 | 0 | 1.9306 | 1653.8072 | 385.699 | 676.8024 | 2306.359 | 0 | 3.6356 | 0.0049515 | 0 | 1.3523 | 0 | 0 | 1707.6921 | 0 | 0 | 0 | 11331.1815 | 270 | 15 | Summer
2018-09-27 16:00 | 10.3445 | 2299.375 | 224.8363 | 1384.7082 | 1089.3489 | 0 | 2.0554 | 1526.8062 | 353.0904 | 548.9488 | 2219.7454 | 0 | 4.7817 | 0.0050857 | 0 | 1.7786 | 0 | 0 | 1649.6941 | 0 | 0 | 0 | 11315.5185 | 270 | 16 | Summer
2018-09-27 17:00 | 10.1734 | 2228.1022 | 280.8874 | 1572.4109 | 1158.0086 | 0 | 2.9478 | 1318.9571 | 320.7338 | 527.1131 | 2148.7873 | 0 | 5.711 | 0.005134 | 0 | 2.1243 | 0 | 0 | 1578.5884 | 0 | 0 | 0 | 11154.5505 | 270 | 17 | Summer
2018-09-27 18:00 | 9.8761 | 1918.4323 | 371.8269 | 1568.9055 | 1155.1488 | 0 | 3.9598 | 1052.4942 | 316.9207 | 505.9799 | 1950.4086 | 0 | 4.4659 | 0.0052482 | 0 | 1.6611 | 0 | 0 | 1595.7877 | 0 | 0 | 0 | 10455.8726 | 270 | 18 | Summer
2018-09-27 19:00 | 12.1152 | 1602.6671 | 506.4857 | 1516.088 | 1117.4561 | 0 | 4.821 | 812.0368 | 434.1247 | 468.7361 | 1862.8223 | 0 | 2.4216 | 0.0052364 | 0 | 0.90074 | 0 | 0 | 1601.6564 | 0 | 0 | 0 | 9942.3369 | 270 | 19 | Summer
2018-09-27 20:00 | 14.203 | 1378.2522 | 650.7649 | 1435.1031 | 1067.3972 | 0 | 5.4037 | 639.0093 | 416.492 | 388.1245 | 1767.7062 | 0 | 1.7994 | 0.0052031 | 0 | 0.6693 | 0 | 0 | 1535.2786 | 0 | 0 | 0 | 9300.2086 | 270 | 20 | Summer
2018-09-27 21:00 | 18.2787 | 1202.7505 | 658.2769 | 1355.5622 | 1019.2249 | 0 | 3.1671 | 522.1309 | 384.9438 | 310.5915 | 1678.4158 | 0 | 1.3551 | 0.0052897 | 0 | 0.50404 | 0 | 0 | 1508.3134 | 0 | 0 | 0 | 8663.5201 | 270 | 21 | Summer
2018-09-27 22:00 | 22.6133 | 1006.0623 | 340.6572 | 1160.3949 | 913.7221 | 0 | 2.7363 | 457.2417 | 331.5038 | 255.1046 | 1615.807 | 0 | 0.89976 | 0.0051747 | 0 | 0.33467 | 0 | 0 | 1487.2439 | 0 | 0 | 0 | 7594.3267 | 270 | 22 | Summer
2018-09-27 23:00 | 29.1065 | 838.8116 | 130.2331 | 849.0352 | 873.7116 | 0 | 3.6788 | 410.6708 | 297.3998 | 219.8623 | 1570.3319 | 0 | 0.66219 | 0.0059405 | 0 | 0.24631 | 0 | 0 | 1502.8595 | 0 | 0 | 0 | 6726.6156 | 270 | 23 | Summer
2018-09-28 | 38.3186 | 705.4416 | 83.0762 | 626.6716 | 864.9896 | 0 | 4.4836 | 343.3164 | 280.017 | 184.4811 | 1499.5401 | 0 | 0.38191 | 0.0056785 | 0 | 0.14206 | 0 | 0 | 1552.9206 | 0 | 0 | 0 | 6183.786 | 271 | 0 | Summer
2018-09-28 01:00 | 48.9098 | 620.5027 | 75.9746 | 502.6822 | 858.8479 | 0 | 3.6747 | 312.6672 | 269.2644 | 162.7851 | 1478.6727 | 0 | 0.24266 | 0.0056065 | 0 | 0.09026 | 0 | 0 | 1543.8728 | 0 | 0 | 0 | 5878.1925 | 271 | 1 | Summer
2018-09-28 02:00 | 64.333 | 547.3639 | 74.3718 | 442.43 | 854.7437 | 0 | 4.6129 | 313.5777 | 266.4136 | 155.9417 | 1445.5497 | 0 | 0.11442 | 0.0055756 | 0 | 0.04256 | 0 | 0 | 1572.2892 | 0 | 0 | 0 | 5741.7897 | 271 | 2 | Summer
2018-09-28 03:00 | 83.1932 | 490.9561 | 74.3718 | 453.4488 | 856.6799 | 0 | 5.7983 | 328.875 | 267.6611 | 157.3587 | 1409.3309 | 0 | 0.15224 | 0.0063314 | 0 | 0.056628 | 0 | 0 | 1603.7944 | 0 | 0 | 0 | 5731.6833 | 271 | 3 | Summer
2018-09-28 04:00 | 101.751 | 418.9566 | 74.5513 | 541.3305 | 870.3174 | 0 | 7.9812 | 363.7218 | 278.4037 | 185.0787 | 1411.4274 | 0 | 0.084935 | 0.0063822 | 0 | 0.031592 | 0 | 0 | 1680.5777 | 0 | 0 | 0 | 5934.2203 | 271 | 4 | Summer
2018-09-28 05:00 | 120.4278 | 367.4376 | 85.7365 | 803.8092 | 884.6861 | 0 | 13.7278 | 452.0944 | 308.5144 | 230.4661 | 1470.7989 | 0 | 0.35597 | 0.0077334 | 0 | 0.1324 | 0 | 0 | 1803.3592 | 0 | 0 | 0 | 6541.554 | 271 | 5 | Summer
2018-09-28 06:00 | 142.8819 | 338.9493 | 172.2787 | 1143.7722 | 906.2334 | 0 | 48.5452 | 597.7122 | 344.2397 | 300.7477 | 1780.4513 | 0 | 0.89788 | 0.005572 | 0 | 0.33398 | 0 | 0 | 1749.015 | 0 | 0 | 0 | 7526.064 | 271 | 6 | Summer
2018-09-28 07:00 | 150.5691 | 329.3317 | 234.4115 | 1267.1439 | 949.1421 | 0 | 39.6572 | 759.7826 | 283.9698 | 411.0225 | 2019.3027 | 0 | 1.6051 | 0.0055914 | 0 | 0.59705 | 0 | 0 | 1758.3689 | 0 | 0 | 0 | 8204.9098 | 271 | 7 | Summer
2018-09-28 08:00 | 104.1804 | 395.6038 | 231.717 | 1256.2578 | 987.6942 | 0 | 20.2634 | 915.1013 | 373.0294 | 611.1858 | 2261.935 | 0 | 1.756 | 0.0055212 | 0 | 0.65314 | 0 | 0 | 1846.4014 | 0 | 0 | 0 | 9005.7839 | 271 | 8 | Summer
2018-09-28 09:00 | 55.5407 | 525.7126 | 218.4377 | 1300.5306 | 1009.1668 | 0 | 7.3541 | 1098.7766 | 427.8536 | 707.633 | 2474.5644 | 0 | 1.6101 | 0.0054338 | 0 | 0.59888 | 0 | 0 | 1895.5481 | 0 | 0 | 0 | 9723.3328 | 271 | 9 | Summer
2018-09-28 10:00 | 26.9391 | 739.8947 | 206.189 | 1340.2243 | 1010.3051 | 0 | 3.2815 | 1336.2918 | 455.0172 | 759.1952 | 2638.6234 | 0 | 1.8376 | 0.0053656 | 0 | 0.68352 | 0 | 0 | 1903.3281 | 0 | 0 | 0 | 10421.8157 | 271 | 10 | Summer
2018-09-28 11:00 | 12.405 | 1049.3723 | 191.3177 | 1295.2703 | 1012.4912 | 0 | 1.6759 | 1566.5619 | 462.3411 | 784.2596 | 2689.9497 | 0 | 2.2252 | 0.0054588 | 0 | 0.82769 | 0 | 0 | 1897.9488 | 0 | 0 | 0 | 10966.6519 | 271 | 11 | Summer
2018-09-28 12:00 | 8.121 | 1358.0237 | 184.3877 | 1220.5193 | 1019.815 | 0 | 1.2679 | 1699.7209 | 458.7746 | 769.8132 | 2668.8794 | 0 | 2.5617 | 0.0054489 | 0 | 0.95286 | 0 | 0 | 1924.5064 | 0 | 0 | 0 | 11317.349 | 271 | 12 | Summer
2018-09-28 13:00 | 3.5127 | 1644.1877 | 175.5426 | 1091.0684 | 990.341 | 0 | 1.3773 | 1753.8171 | 445.1313 | 746.4007 | 2591.4688 | 0 | 2.6026 | 0.0054446 | 0 | 0.96806 | 0 | 0 | 1930.3989 | 0 | 0 | 0 | 11376.8226 | 271 | 13 | Summer
2018-09-28 14:00 | 1.6671 | 1956.273 | 177.1437 | 1090.3013 | 979.8605 | 0 | 1.5007 | 1759.1624 | 418.8248 | 702.3686 | 2459.3874 | 0 | 2.9414 | 0.0054664 | 0 | 1.0941 | 0 | 0 | 1914.7122 | 0 | 0 | 0 | 11465.2426 | 271 | 14 | Summer
2018-09-28 15:00 | 1.0063 | 2238.896 | 192.9853 | 1166.4213 | 1016.334 | 0 | 1.9599 | 1707.7542 | 385.6986 | 678.827 | 2331.3537 | 0 | 3.9903 | 0.0054738 | 0 | 1.4842 | 0 | 0 | 1874.1025 | 0 | 0 | 0 | 11600.819 | 271 | 15 | Summer
2018-09-28 16:00 | 1.0643 | 2353.5116 | 227.0511 | 1384.7632 | 1090.3825 | 0 | 3.2368 | 1557.107 | 353.0903 | 550.617 | 2232.2851 | 0 | 5.2556 | 0.0054978 | 0 | 1.9549 | 0 | 0 | 1813.361 | 0 | 0 | 0 | 11573.6858 | 271 | 16 | Summer
2018-09-28 17:00 | 1.387 | 2199.654 | 284.1273 | 1591.9339 | 1161.2448 | 0 | 4.8415 | 1298.8069 | 320.7475 | 528.957 | 2151.4078 | 0 | 6.3116 | 0.0055588 | 0 | 2.3476 | 0 | 0 | 1744.559 | 0 | 0 | 0 | 11296.3317 | 271 | 17 | Summer
2018-09-28 18:00 | 2.6296 | 1871.7211 | 370.8403 | 1628.6008 | 1155.5384 | 0 | 6.6425 | 1039.6786 | 321.9407 | 509.0257 | 1943.3843 | 0 | 4.9308 | 0.0057142 | 0 | 1.834 | 0 | 0 | 1761.9987 | 0 | 0 | 0 | 10618.7713 | 271 | 18 | Summer
2018-09-28 19:00 | 5.525 | 1584.5511 | 507.0578 | 1544.8317 | 1117.575 | 0 | 8.1105 | 814.0766 | 434.12 | 471.3258 | 1848.5741 | 0 | 2.6594 | 0.0057311 | 0 | 0.98917 | 0 | 0 | 1759.1041 | 0 | 0 | 0 | 10098.506 | 271 | 19 | Summer
2018-09-28 20:00 | 9.2568 | 1381.2833 | 654.7825 | 1486.6748 | 1067.4718 | 0 | 7.4127 | 643.6758 | 416.4657 | 390.257 | 1750.6585 | 0 | 1.9629 | 0.0057698 | 0 | 0.7301 | 0 | 0 | 1674.8898 | 0 | 0 | 0 | 9485.5273 | 271 | 20 | Summer
2018-09-28 21:00 | 13.9293 | 1206.3308 | 660.6795 | 1359.9777 | 1019.2087 | 0 | 3.5937 | 533.9816 | 384.8617 | 312.9273 | 1662.7357 | 0 | 1.4602 | 0.005714 | 0 | 0.54312 | 0 | 0 | 1625.7372 | 0 | 0 | 0 | 8785.9723 | 271 | 21 | Summer
2018-09-28 22:00 | 18.9069 | 1025.1547 | 342.6199 | 1170.644 | 913.7709 | 0 | 2.4215 | 470.552 | 331.3201 | 256.5864 | 1607.0486 | 0 | 0.96506 | 0.0057349 | 0 | 0.35896 | 0 | 0 | 1595.1917 | 0 | 0 | 0 | 7735.5464 | 271 | 22 | Summer
2018-09-28 23:00 | 23.9594 | 867.1183 | 131.631 | 828.6563 | 873.5678 | 0 | 3.1912 | 429.8278 | 297.0778 | 220.6698 | 1570.8808 | 0 | 0.69454 | 0.0057099 | 0 | 0.25834 | 0 | 0 | 1576.112 | 0 | 0 | 0 | 6823.6508 | 271 | 23 | Summer
2018-09-29 | 32.2387 | 749.5678 | 83.4251 | 605.7789 | 864.7241 | 0 | 4.0565 | 358.315 | 279.5629 | 184.2869 | 1506.0013 | 0 | 0.37833 | 0.0055106 | 0 | 0.14072 | 0 | 0 | 1536.5231 | 0 | 0 | 0 | 6205.0047 | 272 | 0 | Summer
2018-09-29 01:00 | 40.7029 | 632.7982 | 76.0377 | 488.8815 | 858.5503 | 0 | 4.3026 | 347.0146 | 255.9752 | 157.7148 | 1557.1641 | 0 | 0.24143 | 0.0061623 | 0 | 0.089801 | 0 | 0 | 1536.7644 | 0 | 0 | 0 | 5956.2437 | 272 | 1 | Summer
2018-09-29 02:00 | 55.5898 | 543.7411 | 74.1733 | 445.6928 | 854.666 | 0 | 5.0235 | 331.6771 | 250.1968 | 157.0882 | 1530.9542 | 0 | 0.11319 | 0.0054906 | 0 | 0.042102 | 0 | 0 | 1558.7637 | 0 | 0 | 0 | 5807.7273 | 272 | 2 | Summer
2018-09-29 03:00 | 70.4529 | 488.8807 | 74.1733 | 450.5059 | 856.7995 | 0 | 5.9174 | 335.8095 | 248.3003 | 171.8251 | 1497.1429 | 0 | 0.14961 | 0.0061584 | 0 | 0.05565 | 0 | 0 | 1579.1404 | 0 | 0 | 0 | 5779.1593 | 272 | 3 | Summer
2018-09-29 04:00 | 87.5166 | 420.3762 | 74.4826 | 471.7802 | 873.1084 | 0 | 7.281 | 352.1427 | 250.4716 | 186.2347 | 1449.9068 | 0 | 0.083323 | 0.0062611 | 0 | 0.030993 | 0 | 0 | 1650.1264 | 0 | 0 | 0 | 5823.5478 | 272 | 4 | Summer
2018-09-29 05:00 | 104.3669 | 369.438 | 80.8818 | 573.5511 | 891.983 | 0 | 12.1972 | 388.9551 | 255.7728 | 212.0349 | 1396.508 | 0 | 0.34969 | 0.0075858 | 0 | 0.13007 | 0 | 0 | 1772.2022 | 0 | 0 | 0 | 6058.3783 | 272 | 5 | Summer
2018-09-29 06:00 | 133.5129 | 330.8765 | 119.2851 | 801.5527 | 906.0869 | 0 | 48.167 | 459.9544 | 257.4558 | 259.2764 | 1505.2127 | 0 | 0.88215 | 0.0055063 | 0 | 0.32813 | 0 | 0 | 1718.2619 | 0 | 0 | 0 | 6540.8581 | 272 | 6 | Summer
2018-09-29 07:00 | 141.9792 | 319.1214 | 184.1693 | 1140.3897 | 934.4305 | 0 | 42.145 | 529.8864 | 158.2629 | 293.9998 | 1486.0485 | 0 | 1.5826 | 0.0055472 | 0 | 0.58867 | 0 | 0 | 1733.9882 | 0 | 0 | 0 | 6966.5977 | 272 | 7 | Summer
2018-09-29 08:00 | 100.9209 | 405.8332 | 243.5041 | 1406.3076 | 990.0655 | 0 | 30.3828 | 627.1638 | 189.3831 | 411.9801 | 1459.9881 | 0 | 1.7395 | 0.0054871 | 0 | 0.64702 | 0 | 0 | 1828.9816 | 0 | 0 | 0 | 7696.9026 | 272 | 8 | Summer
2018-09-29 09:00 | 60.3358 | 577.5524 | 268.3871 | 1494.008 | 1022.2755 | 0 | 20.049 | 780.6519 | 216.2907 | 466.0705 | 1471.5645 | 0 | 1.6084 | 0.0055149 | 0 | 0.59825 | 0 | 0 | 1893.8575 | 0 | 0 | 0 | 8273.255 | 272 | 9 | Summer
2018-09-29 10:00 | 32.7209 | 810.0718 | 262.6514 | 1434.9126 | 1025.3133 | 0 | 12.2947 | 969.6767 | 230.3457 | 500.0099 | 1533.5512 | 0 | 1.8352 | 0.0054627 | 0 | 0.68262 | 0 | 0 | 1900.3168 | 0 | 0 | 0 | 8714.3882 | 272 | 10 | Summer
2018-09-29 11:00 | 14.4808 | 1077.1624 | 241.7321 | 1469.7794 | 1029.8848 | 0 | 7.2932 | 1140.2313 | 237.352 | 538.2745 | 1574.19 | 0 | 2.2069 | 0.005474 | 0 | 0.82088 | 0 | 0 | 1882.1345 | 0 | 0 | 0 | 9215.5485 | 272 | 11 | Summer
2018-09-29 12:00 | 6.8848 | 1333.3922 | 230.5401 | 1461.9867 | 1038.9094 | 0 | 5.4275 | 1250.7002 | 239.1115 | 553.1059 | 1597.9018 | 0 | 2.5353 | 0.0054385 | 0 | 0.94302 | 0 | 0 | 1904.65 | 0 | 0 | 0 | 9626.0937 | 272 | 12 | Summer
2018-09-29 13:00 | 1.7609 | 1600.2532 | 224.1009 | 1379.9583 | 1010.6964 | 0 | 3.9984 | 1303.5472 | 238.5164 | 573.7111 | 1609.9614 | 0 | 2.564 | 0.0054526 | 0 | 0.9537 | 0 | 0 | 1902.3714 | 0 | 0 | 0 | 9852.3987 | 272 | 13 | Summer
2018-09-29 14:00 | 0.41465 | 1799.6528 | 226.419 | 1348.6317 | 1000.0559 | 0 | 3.5779 | 1293.5656 | 234.9383 | 573.4807 | 1631.1355 | 0 | 2.8811 | 0.0054135 | 0 | 1.0717 | 0 | 0 | 1875.4311 | 0 | 0 | 0 | 9991.2613 | 272 | 14 | Summer
2018-09-29 15:00 | 0.20945 | 1978.0347 | 235.7759 | 1369.6882 | 1038.0369 | 0 | 3.3894 | 1276.1738 | 229.9111 | 562.6907 | 1678.883 | 0 | 3.8916 | 0.0054464 | 0 | 1.4475 | 0 | 0 | 1827.6781 | 0 | 0 | 0 | 10205.8158 | 272 | 15 | Summer
2018-09-29 16:00 | 0.051298 | 2043.9686 | 260.3217 | 1490.1419 | 1110.8903 | 0 | 3.5813 | 1213.8563 | 225.8078 | 478.7043 | 1741.6208 | 0 | 5.0783 | 0.0054714 | 0 | 1.8889 | 0 | 0 | 1752.0519 | 0 | 0 | 0 | 10327.9688 | 272 | 16 | Summer
2018-09-29 17:00 | 0.023273 | 1990.6685 | 309.3156 | 1629.4223 | 1180.3759 | 0 | 4.5893 | 1088.325 | 223.5492 | 463.8156 | 1803.5482 | 0 | 6.0147 | 0.0055201 | 0 | 2.2372 | 0 | 0 | 1662.4477 | 0 | 0 | 0 | 10364.3379 | 272 | 17 | Summer
2018-09-29 18:00 | 0.24092 | 1745.7106 | 390.6194 | 1655.1287 | 1169.4038 | 0 | 5.992 | 926.9522 | 254.0341 | 438.935 | 1709.4431 | 0 | 4.6486 | 0.0056252 | 0 | 1.7291 | 0 | 0 | 1661.1056 | 0 | 0 | 0 | 9963.9487 | 272 | 18 | Summer
2018-09-29 19:00 | 2.0781 | 1464.7353 | 530.3427 | 1527.196 | 1128.5246 | 0 | 11.7452 | 779.8717 | 385.5904 | 400.9578 | 1699.4077 | 0 | 2.4823 | 0.0056571 | 0 | 0.92331 | 0 | 0 | 1641.9181 | 0 | 0 | 0 | 9575.7788 | 272 | 19 | Summer
2018-09-29 20:00 | 8.6935 | 1272.1224 | 681.0975 | 1456.2671 | 1074.6093 | 0 | 17.6847 | 677.1597 | 382.351 | 351.6367 | 1680.8259 | 0 | 1.8522 | 0.0057066 | 0 | 0.68894 | 0 | 0 | 1580.336 | 0 | 0 | 0 | 9185.3307 | 272 | 20 | Summer
2018-09-29 21:00 | 17.3312 | 1126.0427 | 692.6015 | 1321.5569 | 1025.6756 | 0 | 7.7768 | 566.9069 | 359.3392 | 305.6027 | 1637.0345 | 0 | 1.4019 | 0.0050402 | 0 | 0.52143 | 0 | 0 | 1560.9832 | 0 | 0 | 0 | 8622.7795 | 272 | 21 | Summer
2018-09-29 22:00 | 28.9148 | 952.7735 | 377.3885 | 1074.8522 | 918.0776 | 0 | 6.3814 | 481.6529 | 310.6487 | 243.7903 | 1581.5595 | 0 | 0.92802 | 0.005698 | 0 | 0.34518 | 0 | 0 | 1534.7891 | 0 | 0 | 0 | 7512.1075 | 272 | 22 | Summer
2018-09-29 23:00 | 43.4041 | 811.0307 | 142.2607 | 812.4264 | 872.4751 | 0 | 11.0423 | 418.8545 | 276.083 | 197.8037 | 1542.7824 | 0 | 0.66447 | 0.0056356 | 0 | 0.24716 | 0 | 0 | 1507.7343 | 0 | 0 | 0 | 6636.8145 | 272 | 23 | Summer
2018-09-30 | 60.7431 | 710.5575 | 86 | 606.5211 | 863.4917 | 0 | 12.5547 | 363.6276 | 262.7998 | 166.7058 | 1547.7876 | 0 | 0.93671 | 0.007718 | 0 | 0.34842 | 0 | 0 | 1150.8253 | 0 | 0 | 0 | 5832.9072 | 273 | 0 | Fall
2018-09-30 01:00 | 74.6695 | 640.5496 | 76.58 | 502.8599 | 856.7891 | 0 | 11.8484 | 324.2978 | 246.2238 | 157.9816 | 1436.644 | 0 | 0.38264 | 0.0076635 | 0 | 0.14233 | 0 | 0 | 1172.1191 | 0 | 0 | 0 | 5501.0956 | 273 | 1 | Fall
2018-09-30 02:00 | 102.3302 | 566.5346 | 74.1733 | 450.5587 | 853.2874 | 0 | 14.122 | 317.1801 | 241.1178 | 162.49 | 1430.7921 | 0 | 0.32697 | 0.0084125 | 0 | 0.12162 | 0 | 0 | 1120.0536 | 0 | 0 | 0 | 5333.0968 | 273 | 2 | Fall
2018-09-30 03:00 | 126.5357 | 509.3641 | 74.1733 | 451.5943 | 855.9197 | 0 | 17.4527 | 313.7097 | 237.6324 | 175.7553 | 1387.7021 | 0 | 0.23803 | 0.0084124 | 0 | 0.088537 | 0 | 0 | 1097.5914 | 0 | 0 | 0 | 5247.7658 | 273 | 3 | Fall
2018-09-30 04:00 | 159.8197 | 447.2768 | 74.4954 | 480.3652 | 872.8454 | 0 | 18.453 | 313.5419 | 242.2733 | 191.2466 | 1354.8697 | 0 | 0.045792 | 0.0081818 | 0 | 0.017033 | 0 | 0 | 1098.8167 | 0 | 0 | 0 | 5254.0747 | 273 | 4 | Fall
2018-09-30 05:00 | 195.9564 | 412.4851 | 81.2055 | 600.9871 | 891.9605 | 0 | 25.613 | 356.1632 | 251.3872 | 217.1462 | 1320.1457 | 0 | 0.14284 | 0.0082179 | 0 | 0.05313 | 0 | 0 | 1116.8056 | 0 | 0 | 0 | 5470.0597 | 273 | 5 | Fall
2018-09-30 06:00 | 236.9051 | 373.9074 | 120.2863 | 864.4004 | 906.0651 | 0 | 73.5208 | 395.5981 | 250.2332 | 260.7185 | 1265.2003 | 0 | 0.29911 | 0.0083794 | 0 | 0.11126 | 0 | 0 | 1098.7596 | 0 | 0 | 0 | 5846.0136 | 273 | 6 | Fall
2018-09-30 07:00 | 245.09 | 347.9851 | 188.1949 | 1166.9124 | 935.2784 | 0 | 61.9442 | 426.2823 | 133.6741 | 289.0769 | 1235.8067 | 0 | 0.51416 | 0.0079071 | 0 | 0.19125 | 0 | 0 | 1071.8136 | 0 | 0 | 0 | 6102.7719 | 273 | 7 | Fall
2018-09-30 08:00 | 162.0342 | 382.2565 | 244.4688 | 1351.8493 | 990.3147 | 0 | 47.1562 | 464.4941 | 137.9289 | 405.4756 | 1275.7444 | 0 | 0.95387 | 0.0078331 | 0 | 0.3548 | 0 | 0 | 1047.322 | 0 | 0 | 0 | 6510.3612 | 273 | 8 | Fall
2018-09-30 09:00 | 85.8136 | 469.5489 | 266.1687 | 1428.3544 | 1021.7093 | 0 | 26.4442 | 545.6804 | 158.1587 | 444.3916 | 1293.7131 | 0 | 1.6874 | 0.0078069 | 0 | 0.62764 | 0 | 0 | 1047.8468 | 0 | 0 | 0 | 6790.1525 | 273 | 9 | Fall
2018-09-30 10:00 | 41.729 | 615.2407 | 260.7502 | 1432.2297 | 1025.0938 | 0 | 13.248 | 628.9943 | 177.2739 | 465.1498 | 1309.5744 | 0 | 2.2294 | 0.0062858 | 0 | 0.82925 | 0 | 0 | 1016.3668 | 0 | 0 | 0 | 6988.7156 | 273 | 10 | Fall
2018-09-30 11:00 | 18.1787 | 808.5175 | 239.5123 | 1448.3688 | 1029.0694 | 0 | 7.3124 | 724.5298 | 191.8208 | 497.7545 | 1337.8689 | 0 | 2.8665 | 0.0076248 | 0 | 1.0662 | 0 | 0 | 1034.6768 | 0 | 0 | 0 | 7341.5502 | 273 | 11 | Fall
2018-09-30 12:00 | 8.4113 | 1049.8218 | 227.0583 | 1402.5992 | 1037.2864 | 0 | 5.0187 | 819.4151 | 200.512 | 516.353 | 1390.8021 | 0 | 3.6345 | 0.0075783 | 0 | 1.3519 | 0 | 0 | 1040.135 | 0 | 0 | 0 | 7702.4068 | 273 | 12 | Fall
2018-09-30 13:00 | 2.3222 | 1268.8807 | 222.3103 | 1322.2588 | 1009.7531 | 0 | 4.675 | 870.3542 | 204.1428 | 529.6243 | 1432.3599 | 0 | 3.7134 | 0.0075798 | 0 | 1.3812 | 0 | 0 | 1036.0937 | 0 | 0 | 0 | 7907.8771 | 273 | 13 | Fall
2018-09-30 14:00 | 0.59132 | 1460.1476 | 225.4065 | 1309.053 | 999.2207 | 0 | 3.7394 | 893.3299 | 202.0859 | 538.1731 | 1477.5118 | 0 | 3.9125 | 0.0076055 | 0 | 1.4553 | 0 | 0 | 1057.781 | 0 | 0 | 0 | 8172.4156 | 273 | 14 | Fall
2018-09-30 15:00 | 0.19388 | 1659.1953 | 234.6686 | 1359.2276 | 1037.4769 | 0 | 3.5692 | 897.7165 | 194.6806 | 534.9939 | 1516.5853 | 0 | 4.066 | 0.0075632 | 0 | 1.5124 | 0 | 0 | 1029.1235 | 0 | 0 | 0 | 8473.0173 | 273 | 15 | Fall
2018-09-30 16:00 | 0.10768 | 1807.5896 | 260.6167 | 1537.8264 | 1111.3369 | 0 | 3.6177 | 881.3998 | 185.3981 | 459.0957 | 1545.832 | 0 | 4.5688 | 0.0076322 | 0 | 1.6994 | 0 | 0 | 1023.2693 | 0 | 0 | 0 | 8822.3658 | 273 | 16 | Fall
2018-09-30 17:00 | 0.15832 | 1778.7191 | 308.254 | 1623.4129 | 1179.3247 | 0 | 3.8481 | 791.8679 | 175.184 | 446.0455 | 1571.18 | 0 | 4.1484 | 0.0076508 | 0 | 1.543 | 0 | 0 | 997.3844 | 0 | 0 | 0 | 8881.078 | 273 | 17 | Fall
2018-09-30 18:00 | 0.21257 | 1535.0963 | 391.0513 | 1600.5462 | 1169.4504 | 0 | 5.6941 | 676.3334 | 209.6857 | 424.3499 | 1583.9365 | 0 | 4.9961 | 0.0078554 | 0 | 1.8583 | 0 | 0 | 1020.1048 | 0 | 0 | 0 | 8623.3234 | 273 | 18 | Fall
2018-09-30 19:00 | 1.1356 | 1262.1411 | 531.2525 | 1548.5449 | 1129.3909 | 0 | 9.6965 | 558.0201 | 315.4817 | 388.8626 | 1561.8899 | 0 | 4.8005 | 0.0079431 | 0 | 1.7856 | 0 | 0 | 1000.0154 | 0 | 0 | 0 | 8313.0252 | 273 | 19 | Fall
2018-09-30 20:00 | 3.1353 | 1058.9782 | 685.4584 | 1463.9153 | 1076.4362 | 0 | 14.3028 | 480.7361 | 303.6159 | 344.8506 | 1527.7768 | 0 | 3.967 | 0.0065818 | 0 | 1.4756 | 0 | 0 | 994.6872 | 0 | 0 | 0 | 7959.3418 | 273 | 20 | Fall
2018-09-30 21:00 | 6.7804 | 890.8586 | 696.6219 | 1346.8457 | 1027.1295 | 0 | 4.8157 | 422.6324 | 292.2346 | 300.715 | 1478.6656 | 0 | 3.2637 | 0.0066827 | 0 | 1.2139 | 0 | 0 | 983.9866 | 0 | 0 | 0 | 7455.7702 | 273 | 21 | Fall
2018-09-30 22:00 | 11.982 | 718.1382 | 376.5715 | 1087.1922 | 918.376 | 0 | 4.8855 | 388.465 | 280.3088 | 243.9203 | 1425.497 | 0 | 2.5326 | 0.0066451 | 0 | 0.94203 | 0 | 0 | 1013.7848 | 0 | 0 | 0 | 6472.6026 | 273 | 22 | Fall
2018-09-30 23:00 | 21.1525 | 588.1126 | 142.9863 | 803.8833 | 872.304 | 0 | 4.4612 | 357.2544 | 267.4478 | 198.2181 | 1387.8625 | 0 | 1.7223 | 0.0064983 | 0 | 0.64063 | 0 | 0 | 1076.6666 | 0 | 0 | 0 | 5722.7188 | 273 | 23 | Fall
2018-10-01 | 32.7325 | 451.3835 | 89.6876 | 619.4768 | 884.3982 | 0 | 9.674 | 311.9675 | 254.282 | 167.4569 | 1415.5104 | 0 | 0.9236 | 0.0064072 | 0 | 0.34354 | 0 | 0 | 1134.7027 | 0 | 0 | 0 | 5372.5456 | 274 | 0 | Fall
2018-10-01 01:00 | 44.3262 | 405.2108 | 79.8204 | 488.8985 | 866.0138 | 0 | 8.7433 | 282.0871 | 269.2644 | 165.8894 | 1478.6727 | 0 | 0.37556 | 0.0077698 | 0 | 0.13969 | 0 | 0 | 1151.2784 | 0 | 0 | 0 | 5240.7279 | 274 | 1 | Fall
2018-10-01 02:00 | 67.8031 | 345.2207 | 77.6273 | 408.9712 | 858.3011 | 0 | 12.2708 | 285.4991 | 266.4136 | 155.3614 | 1445.5497 | 0 | 0.31727 | 0.0082822 | 0 | 0.11801 | 0 | 0 | 1088.5018 | 0 | 0 | 0 | 5011.9633 | 274 | 2 | Fall
2018-10-01 03:00 | 97.1223 | 301.4978 | 77.6273 | 411.6544 | 858.5209 | 0 | 15.9602 | 302.6522 | 267.6611 | 157.272 | 1409.3309 | 0 | 0.23131 | 0.0083399 | 0 | 0.086038 | 0 | 0 | 1065.7389 | 0 | 0 | 0 | 4965.3639 | 274 | 3 | Fall
2018-10-01 04:00 | 138.3594 | 261.7167 | 77.8768 | 477.9134 | 875.7501 | 0 | 22.63 | 330.982 | 278.4037 | 183.6911 | 1411.4274 | 0 | 0.044251 | 0.0083715 | 0 | 0.01646 | 0 | 0 | 1067.4031 | 0 | 0 | 0 | 5126.2228 | 274 | 4 | Fall
2018-10-01 05:00 | 175.9507 | 251.5304 | 90.0603 | 740.8668 | 901.0715 | 0 | 33.8123 | 414.1132 | 308.5144 | 233.0742 | 1470.7989 | 0 | 0.13766 | 0.0082596 | 0 | 0.051203 | 0 | 0 | 1072.1552 | 0 | 0 | 0 | 5692.1449 | 274 | 5 | Fall
2018-10-01 06:00 | 213.9933 | 233.2338 | 181.5571 | 1079.7004 | 958.1977 | 0 | 102.0988 | 540.5654 | 357.8467 | 302.9527 | 1780.4513 | 0 | 0.28948 | 0.0078079 | 0 | 0.10767 | 0 | 0 | 1062.8024 | 0 | 0 | 0 | 6813.8046 | 274 | 6 | Fall
2018-10-01 07:00 | 216.3327 | 217.8537 | 244.0179 | 1223.8343 | 1029.9799 | 0 | 90.2053 | 665.9858 | 295.501 | 412.2278 | 2019.3027 | 0 | 0.50374 | 0.0066725 | 0 | 0.18737 | 0 | 0 | 1049.5495 | 0 | 0 | 0 | 7465.4885 | 274 | 7 | Fall
2018-10-01 08:00 | 142.6058 | 233.3614 | 240.7246 | 1225.6406 | 1070.2521 | 0 | 55.747 | 805.4425 | 373.0294 | 614.5526 | 2261.935 | 0 | 0.93599 | 0.0066934 | 0 | 0.34815 | 0 | 0 | 1027.8841 | 0 | 0 | 0 | 8052.4658 | 274 | 8 | Fall
2018-10-01 09:00 | 65.7054 | 334.7778 | 233.0138 | 1266.1643 | 1092.7047 | 0 | 19.2352 | 966.3858 | 427.8536 | 711.176 | 2474.5644 | 0 | 1.6426 | 0.0065295 | 0 | 0.61098 | 0 | 0 | 1020.1678 | 0 | 0 | 0 | 8614.0091 | 274 | 9 | Fall
2018-10-01 10:00 | 28.1399 | 456.3552 | 218.7402 | 1277.59 | 1092.2567 | 0 | 5.1177 | 1127.3784 | 455.0172 | 756.6403 | 2638.6234 | 0 | 2.1925 | 0.0064904 | 0 | 0.81551 | 0 | 0 | 999.2204 | 0 | 0 | 0 | 9058.0939 | 274 | 10 | Fall
2018-10-01 11:00 | 15.1659 | 625.151 | 202.7589 | 1285.525 | 1094.0387 | 0 | 3.1984 | 1272.7866 | 462.3411 | 784.9565 | 2689.9497 | 0 | 2.8489 | 0.0063703 | 0 | 1.0597 | 0 | 0 | 1028.4104 | 0 | 0 | 0 | 9468.1971 | 274 | 11 | Fall
2018-10-01 12:00 | 11.1643 | 836.683 | 193.3821 | 1237.6914 | 1101.6152 | 0 | 2.5809 | 1353.6281 | 458.7746 | 770.8747 | 2668.8794 | 0 | 3.6083 | 0.0077196 | 0 | 1.3421 | 0 | 0 | 1032.6808 | 0 | 0 | 0 | 9672.9129 | 274 | 12 | Fall
2018-10-01 13:00 | 7.3186 | 1080.6358 | 186.3622 | 1132.7425 | 1070.2801 | 0 | 2.5758 | 1386.8334 | 445.1313 | 741.2332 | 2591.4688 | 0 | 3.6824 | 0.007622 | 0 | 1.3697 | 0 | 0 | 1027.3514 | 0 | 0 | 0 | 9676.9927 | 274 | 13 | Fall
2018-10-01 14:00 | 5.8003 | 1361.6524 | 190.6349 | 1078.4147 | 1058.3239 | 0 | 2.5301 | 1389.895 | 418.8248 | 703.4134 | 2459.3874 | 0 | 3.8709 | 0.007528 | 0 | 1.4398 | 0 | 0 | 1046.5541 | 0 | 0 | 0 | 9720.7493 | 274 | 14 | Fall
2018-10-01 15:00 | 5.434 | 1596.3814 | 209.3031 | 1153.7037 | 1099.0472 | 0 | 2.5712 | 1337.1531 | 385.6986 | 676.2138 | 2331.3537 | 0 | 4.0377 | 0.007495 | 0 | 1.5019 | 0 | 0 | 1021.9307 | 0 | 0 | 0 | 9824.3375 | 274 | 15 | Fall
2018-10-01 16:00 | 5.8999 | 1719.9813 | 249.5258 | 1312.308 | 1175.9962 | 0 | 2.7877 | 1226.1398 | 353.0903 | 546.8179 | 2232.2851 | 0 | 4.6298 | 0.0082543 | 0 | 1.7221 | 0 | 0 | 1036.851 | 0 | 0 | 0 | 9868.0431 | 274 | 16 | Fall
2018-10-01 17:00 | 6.6342 | 1697.0941 | 335.3937 | 1511.9698 | 1274.1703 | 0 | 3.6807 | 1060.5204 | 320.7475 | 526.0893 | 2151.4078 | 0 | 4.3316 | 0.0077323 | 0 | 1.6112 | 0 | 0 | 1041.2991 | 0 | 0 | 0 | 9934.9575 | 274 | 17 | Fall
2018-10-01 18:00 | 6.6717 | 1412.8735 | 471.4129 | 1586.2445 | 1299.6852 | 0 | 4.8751 | 832.979 | 352.861 | 504.9669 | 1943.3843 | 0 | 5.2875 | 0.008007 | 0 | 1.9667 | 0 | 0 | 1079.7008 | 0 | 0 | 0 | 9502.9172 | 274 | 18 | Fall
2018-10-01 19:00 | 8.7723 | 1126.1583 | 637.5231 | 1507.277 | 1263.4868 | 0 | 6.7434 | 629.0662 | 434.12 | 468.3209 | 1848.5741 | 0 | 5.0227 | 0.007963 | 0 | 1.8682 | 0 | 0 | 1046.3339 | 0 | 0 | 0 | 8983.2749 | 274 | 19 | Fall
2018-10-01 20:00 | 10.8319 | 928.9386 | 749.2965 | 1469.3168 | 1211.4966 | 0 | 8.2646 | 500.8902 | 416.4657 | 384.9255 | 1750.6585 | 0 | 4.1456 | 0.008169 | 0 | 1.542 | 0 | 0 | 1039.4616 | 0 | 0 | 0 | 8476.2423 | 274 | 20 | Fall
2018-10-01 21:00 | 15.1215 | 747.8839 | 661.904 | 1370.0278 | 1146.2788 | 0 | 4.9081 | 429.4678 | 384.8617 | 308.7693 | 1662.7357 | 0 | 3.3451 | 0.0067708 | 0 | 1.2443 | 0 | 0 | 1008.6387 | 0 | 0 | 0 | 7745.1935 | 274 | 21 | Fall
2018-10-01 22:00 | 21.906 | 586.7006 | 329.27 | 1185.4647 | 991.1744 | 0 | 4.458 | 382.8892 | 331.3201 | 253.9166 | 1607.0486 | 0 | 2.5697 | 0.0066829 | 0 | 0.95583 | 0 | 0 | 1028.6385 | 0 | 0 | 0 | 6726.3187 | 274 | 22 | Fall
2018-10-01 23:00 | 28.9984 | 467.2307 | 135.7745 | 900.6339 | 909.0386 | 0 | 5.5682 | 353.0112 | 297.0778 | 218.0312 | 1570.8808 | 0 | 1.745 | 0.0064635 | 0 | 0.64907 | 0 | 0 | 1090.9976 | 0 | 0 | 0 | 5979.6435 | 274 | 23 | Fall
2018-10-02 | 36.6793 | 393.7086 | 86.3962 | 635.3048 | 880.0586 | 0 | 6.9904 | 293.9507 | 279.5629 | 182.5914 | 1506.0013 | 0 | 0.39179 | 0.0055705 | 0 | 0.14573 | 0 | 0 | 1473.0023 | 0 | 0 | 0 | 5774.7895 | 275 | 0 | Summer
2018-10-02 01:00 | 45.62 | 337.8308 | 79.1465 | 480.6016 | 864.7006 | 0 | 5.7369 | 271.2709 | 269.2644 | 163.2939 | 1478.6727 | 0 | 0.25242 | 0.0061068 | 0 | 0.093889 | 0 | 0 | 1486.3739 | 0 | 0 | 0 | 5482.8643 | 275 | 1 | Summer
2018-10-02 02:00 | 59.5455 | 282.3623 | 77.6273 | 419.9343 | 857.8846 | 0 | 7.0094 | 271.748 | 266.4136 | 155.0984 | 1445.5497 | 0 | 0.1184 | 0.0054243 | 0 | 0.04404 | 0 | 0 | 1506.1437 | 0 | 0 | 0 | 5349.4846 | 275 | 2 | Summer
2018-10-02 03:00 | 76.2473 | 234.4897 | 77.6273 | 412.1452 | 858.533 | 0 | 8.8951 | 288.8436 | 267.6611 | 157.1675 | 1409.3309 | 0 | 0.15859 | 0.0061796 | 0 | 0.058988 | 0 | 0 | 1547.121 | 0 | 0 | 0 | 5338.2856 | 275 | 3 | Summer
2018-10-02 04:00 | 100.6545 | 184.884 | 77.8876 | 487.0102 | 875.7774 | 0 | 12.3285 | 320.7074 | 278.4037 | 184.5959 | 1411.4274 | 0 | 0.088282 | 0.0063188 | 0 | 0.032837 | 0 | 0 | 1620.048 | 0 | 0 | 0 | 5553.8522 | 275 | 4 | Summer
2018-10-02 05:00 | 130.8049 | 157.2239 | 90.0603 | 711.3396 | 901.1278 | 0 | 22.4438 | 403.8866 | 308.5144 | 230.1903 | 1470.7989 | 0 | 0.37814 | 0.0076936 | 0 | 0.14065 | 0 | 0 | 1772.048 | 0 | 0 | 0 | 6198.9649 | 275 | 5 | Summer
2018-10-02 06:00 | 158.4014 | 141.2119 | 180.5694 | 1055.1359 | 958.1172 | 0 | 71.4714 | 530.3807 | 361.4482 | 303.5245 | 1780.4513 | 0 | 0.9444 | 0.0054934 | 0 | 0.35128 | 0 | 0 | 1706.467 | 0 | 0 | 0 | 7248.48 | 275 | 6 | Summer
2018-10-02 07:00 | 167.8076 | 147.7636 | 246.2756 | 1240.7209 | 1029.9578 | 0 | 63.917 | 654.7655 | 295.6018 | 413.1412 | 2019.3027 | 0 | 1.6965 | 0.0056887 | 0 | 0.63102 | 0 | 0 | 1727.252 | 0 | 0 | 0 | 8008.8387 | 275 | 7 | Summer
2018-10-02 08:00 | 128.6376 | 210.6167 | 246.8065 | 1245.7661 | 1071.978 | 0 | 36.5637 | 801.5924 | 373.0294 | 615.8667 | 2261.935 | 0 | 1.8554 | 0.0055344 | 0 | 0.69014 | 0 | 0 | 1814.4324 | 0 | 0 | 0 | 8809.7754 | 275 | 8 | Summer
2018-10-02 09:00 | 86.7567 | 337.4249 | 237.7942 | 1307.8929 | 1094.8413 | 0 | 16.4839 | 978.2883 | 427.8536 | 711.0226 | 2474.5644 | 0 | 1.715 | 0.0055874 | 0 | 0.63791 | 0 | 0 | 1878.9809 | 0 | 0 | 0 | 9554.2622 | 275 | 9 | Summer
2018-10-02 10:00 | 52.9022 | 517.6639 | 223.9973 | 1310.1735 | 1095.1863 | 0 | 8.4435 | 1177.1898 | 455.0172 | 759.4375 | 2638.6234 | 0 | 1.9548 | 0.0055956 | 0 | 0.72709 | 0 | 0 | 1883.9668 | 0 | 0 | 0 | 10125.2888 | 275 | 10 | Summer
2018-10-02 11:00 | 32.2182 | 731.0585 | 205.7218 | 1270.1389 | 1095.7256 | 0 | 4.3649 | 1344.0877 | 462.3411 | 787.9133 | 2689.9497 | 0 | 2.3637 | 0.0055889 | 0 | 0.87921 | 0 | 0 | 1876.2253 | 0 | 0 | 0 | 10502.9935 | 275 | 11 | Summer
2018-10-02 12:00 | 21.5067 | 979.0574 | 197.3628 | 1249.7439 | 1103.7107 | 0 | 2.694 | 1447.8529 | 458.7746 | 773.3577 | 2668.8794 | 0 | 2.7132 | 0.0055435 | 0 | 1.0092 | 0 | 0 | 1897.9134 | 0 | 0 | 0 | 10804.5814 | 275 | 12 | Summer
2018-10-02 13:00 | 12.4051 | 1252.5671 | 190.0657 | 1109.1181 | 1071.9051 | 0 | 2.2098 | 1502.4419 | 445.1313 | 744.2865 | 2591.4688 | 0 | 2.7795 | 0.0056269 | 0 | 1.0339 | 0 | 0 | 1920.2221 | 0 | 0 | 0 | 10845.6406 | 275 | 13 | Summer
2018-10-02 14:00 | 7.3838 | 1485.5187 | 191.2948 | 1084.0199 | 1059.12 | 0 | 1.9877 | 1472.7937 | 418.8248 | 704.2396 | 2459.3874 | 0 | 3.1341 | 0.0056416 | 0 | 1.1658 | 0 | 0 | 1898.4239 | 0 | 0 | 0 | 10787.2997 | 275 | 14 | Summer
2018-10-02 15:00 | 4.1719 | 1666.3482 | 208.6475 | 1135.3927 | 1099.7641 | 0 | 2.0773 | 1398.5881 | 385.6986 | 678.2185 | 2331.3537 | 0 | 4.2539 | 0.0056432 | 0 | 1.5823 | 0 | 0 | 1857.6561 | 0 | 0 | 0 | 10773.7584 | 275 | 15 | Summer
2018-10-02 16:00 | 2.5613 | 1799.608 | 250.6379 | 1267.1327 | 1177.7477 | 0 | 2.246 | 1290.5371 | 353.0903 | 547.123 | 2232.2851 | 0 | 5.5922 | 0.0057708 | 0 | 2.0801 | 0 | 0 | 1793.2692 | 0 | 0 | 0 | 10723.9163 | 275 | 16 | Summer
2018-10-02 17:00 | 2.852 | 1757.2334 | 335.7543 | 1508.3274 | 1277.3602 | 0 | 3.1942 | 1122.1532 | 320.7475 | 526.5425 | 2151.4078 | 0 | 6.6905 | 0.0058166 | 0 | 2.4886 | 0 | 0 | 1718.7519 | 0 | 0 | 0 | 10733.5094 | 275 | 17 | Summer
2018-10-02 18:00 | 4.7645 | 1476.5542 | 471.3004 | 1603.0789 | 1301.3759 | 0 | 5.6919 | 897.8969 | 353.0817 | 506.6424 | 1943.3843 | 0 | 5.216 | 0.0059464 | 0 | 1.9401 | 0 | 0 | 1731.8806 | 0 | 0 | 0 | 10302.814 | 275 | 18 | Summer
2018-10-02 19:00 | 12.0611 | 1179.5929 | 633.5354 | 1538.9452 | 1263.0911 | 0 | 11.0836 | 686.4746 | 434.12 | 470.1279 | 1848.5741 | 0 | 2.8157 | 0.0059914 | 0 | 1.0473 | 0 | 0 | 1730.6992 | 0 | 0 | 0 | 9812.174 | 275 | 19 | Summer
2018-10-02 20:00 | 23.419 | 986.3875 | 748.3364 | 1463.9081 | 1211.5053 | 0 | 15.3216 | 543.4688 | 416.4657 | 388.3779 | 1750.6585 | 0 | 2.1225 | 0.0060133 | 0 | 0.78949 | 0 | 0 | 1683.1933 | 0 | 0 | 0 | 9233.96 | 275 | 20 | Summer
2018-10-02 21:00 | 40.3815 | 845.37 | 665.1166 | 1373.2323 | 1147.1347 | 0 | 9.2734 | 464.2473 | 384.8617 | 309.8441 | 1662.7357 | 0 | 1.561 | 0.0059874 | 0 | 0.58064 | 0 | 0 | 1614.6303 | 0 | 0 | 0 | 8518.9754 | 275 | 21 | Summer
2018-10-02 22:00 | 69.7904 | 707.9264 | 329.5991 | 1171.9865 | 990.8813 | 0 | 8.4161 | 414.8107 | 331.3201 | 255.4587 | 1607.0486 | 0 | 1.0049 | 0.0058371 | 0 | 0.37377 | 0 | 0 | 1543.8923 | 0 | 0 | 0 | 7432.5145 | 275 | 22 | Summer
2018-10-02 23:00 | 95.6847 | 575.7748 | 136.534 | 855.0731 | 909.0327 | 0 | 9.9236 | 383.2336 | 297.0778 | 219.7443 | 1570.8808 | 0 | 0.72906 | 0.0057787 | 0 | 0.27118 | 0 | 0 | 1536.75 | 0 | 0 | 0 | 6590.7155 | 275 | 23 | Summer
2018-10-03 | 127.5656 | 444.0207 | 86.0896 | 621.2818 | 879.7824 | 0 | 12.1679 | 318.4484 | 279.5629 | 182.9641 | 1506.0013 | 0 | 0.40256 | 0.0056822 | 0 | 0.14974 | 0 | 0 | 1514.8313 | 0 | 0 | 0 | 5973.2739 | 276 | 0 | Summer
2018-10-03 01:00 | 158.7757 | 394.8342 | 79.1753 | 488.9359 | 864.7939 | 0 | 11.6389 | 293.8512 | 269.5307 | 164.8948 | 1478.1194 | 0 | 0.26011 | 0.0056331 | 0 | 0.096749 | 0 | 0 | 1528.8213 | 0 | 0 | 0 | 5733.7339 | 276 | 1 | Summer
2018-10-03 02:00 | 203.3454 | 343.3924 | 77.6273 | 431.6996 | 857.8707 | 0 | 14.4418 | 292.3788 | 266.5492 | 154.8274 | 1447.265 | 0 | 0.12061 | 0.0055612 | 0 | 0.044862 | 0 | 0 | 1535.0791 | 0 | 0 | 0 | 5624.6477 | 276 | 2 | Summer
2018-10-03 03:00 | 248.5139 | 305.3116 | 77.6273 | 421.2472 | 858.5002 | 0 | 18.2947 | 314.907 | 267.6032 | 158.6647 | 1413.0391 | 0 | 0.15963 | 0.0062711 | 0 | 0.059377 | 0 | 0 | 1565.1763 | 0 | 0 | 0 | 5649.1104 | 276 | 3 | Summer
2018-10-03 04:00 | 300.416 | 268.8128 | 77.883 | 464.4283 | 875.7328 | 0 | 26.5117 | 344.7285 | 278.1847 | 184.8139 | 1415.1073 | 0 | 0.089222 | 0.0063484 | 0 | 0.033187 | 0 | 0 | 1635.3083 | 0 | 0 | 0 | 5872.056 | 276 | 4 | Summer
2018-10-03 05:00 | 356.263 | 239.4937 | 90.416 | 697.7647 | 901.2958 | 0 | 40.6704 | 430.4042 | 307.9248 | 232.496 | 1475.7673 | 0 | 0.38324 | 0.0077598 | 0 | 0.14255 | 0 | 0 | 1796.6625 | 0 | 0 | 0 | 6569.6918 | 276 | 5 | Summer
2018-10-03 06:00 | 410.595 | 221.855 | 179.3161 | 1072.8368 | 957.7352 | 0 | 108.1026 | 557.8263 | 359.7905 | 303.1324 | 1785.7752 | 0 | 0.95638 | 0.0056598 | 0 | 0.35574 | 0 | 0 | 1727.9899 | 0 | 0 | 0 | 7686.2726 | 276 | 6 | Summer
2018-10-03 07:00 | 405.0082 | 219.0153 | 246.1971 | 1271.2089 | 1031.0356 | 0 | 92.789 | 691.1045 | 293.0695 | 412.2157 | 2023.3511 | 0 | 1.7036 | 0.0056447 | 0 | 0.63368 | 0 | 0 | 1734.3935 | 0 | 0 | 0 | 8421.7314 | 276 | 7 | Summer
2018-10-03 08:00 | 311.3579 | 254.3832 | 243.903 | 1225.8543 | 1071.1581 | 0 | 63.5916 | 818.8832 | 369.4996 | 617.5681 | 2264.4618 | 0 | 1.8642 | 0.0056903 | 0 | 0.69339 | 0 | 0 | 1823.0648 | 0 | 0 | 0 | 9066.2887 | 276 | 8 | Summer
2018-10-03 09:00 | 199.5328 | 329.9435 | 236.1592 | 1241.1208 | 1093.6968 | 0 | 33.9993 | 964.2434 | 426.6044 | 711.5629 | 2475.1843 | 0 | 1.7078 | 0.0056118 | 0 | 0.63524 | 0 | 0 | 1870.959 | 0 | 0 | 0 | 9585.355 | 276 | 9 | Summer
2018-10-03 10:00 | 128.8 | 445.7926 | 221.0875 | 1318.955 | 1093.646 | 0 | 16.6381 | 1108.294 | 454.7504 | 762.3241 | 2637.8932 | 0 | 1.9558 | 0.0056316 | 0 | 0.72747 | 0 | 0 | 1884.9057 | 0 | 0 | 0 | 10075.7756 | 276 | 10 | Summer
2018-10-03 11:00 | 76.763 | 602.3903 | 203.8299 | 1285.2782 | 1094.5002 | 0 | 8.4341 | 1237.2216 | 462.2977 | 785.3179 | 2687.0461 | 0 | 2.3665 | 0.0055894 | 0 | 0.88026 | 0 | 0 | 1878.3415 | 0 | 0 | 0 | 10324.6727 | 276 | 11 | Summer
2018-10-03 12:00 | 44.1349 | 779.3785 | 197.5643 | 1229.6476 | 1104.1161 | 0 | 4.2711 | 1313.5403 | 458.7655 | 772.8529 | 2665.3095 | 0 | 2.7135 | 0.0055345 | 0 | 1.0093 | 0 | 0 | 1898.0505 | 0 | 0 | 0 | 10471.3595 | 276 | 12 | Summer
2018-10-03 13:00 | 17.7072 | 989.9386 | 187.0241 | 1113.371 | 1071.0952 | 0 | 3.2854 | 1377.1672 | 445.1259 | 741.7357 | 2588.0229 | 0 | 2.7758 | 0.005523 | 0 | 1.0325 | 0 | 0 | 1917.3513 | 0 | 0 | 0 | 10455.6383 | 276 | 13 | Summer
2018-10-03 14:00 | 6.4832 | 1232.0719 | 188.8001 | 1067.1939 | 1057.9094 | 0 | 2.6848 | 1387.0915 | 418.8259 | 702.9208 | 2455.1169 | 0 | 3.1379 | 0.0055305 | 0 | 1.1672 | 0 | 0 | 1900.3864 | 0 | 0 | 0 | 10423.7954 | 276 | 14 | Summer
2018-10-03 15:00 | 2.214 | 1441.3795 | 209.6237 | 1132.2144 | 1100.2871 | 0 | 2.344 | 1333.142 | 385.6988 | 680.6491 | 2324.7236 | 0 | 4.2873 | 0.0055472 | 0 | 1.5947 | 0 | 0 | 1872.2489 | 0 | 0 | 0 | 10490.4126 | 276 | 15 | Summer
2018-10-03 16:00 | 1.3452 | 1560.2675 | 251.1791 | 1297.411 | 1178.7228 | 0 | 2.6587 | 1227.4812 | 353.0911 | 546.017 | 2227.1223 | 0 | 5.6132 | 0.0055959 | 0 | 2.0879 | 0 | 0 | 1800.1124 | 0 | 0 | 0 | 10453.115 | 276 | 16 | Summer
2018-10-03 17:00 | 1.2389 | 1534.9978 | 338.4743 | 1488.4035 | 1278.2814 | 0 | 3.4836 | 1057.9505 | 320.7329 | 524.6925 | 2146.2553 | 0 | 6.7067 | 0.0057028 | 0 | 2.4946 | 0 | 0 | 1722.9556 | 0 | 0 | 0 | 10426.6733 | 276 | 17 | Summer
2018-10-03 18:00 | 4.2563 | 1298.0561 | 472.8232 | 1592.1683 | 1302.7818 | 0 | 7.2792 | 847.0448 | 353.4857 | 508.6186 | 1940.5028 | 0 | 5.2232 | 0.0059219 | 0 | 1.9428 | 0 | 0 | 1734.2059 | 0 | 0 | 0 | 10068.3945 | 276 | 18 | Summer
2018-10-03 19:00 | 9.5546 | 1033.4526 | 635.8455 | 1490.6753 | 1264.9287 | 0 | 13.7981 | 662.2057 | 434.1447 | 469.3568 | 1848.2312 | 0 | 2.8162 | 0.0059518 | 0 | 1.0475 | 0 | 0 | 1730.9585 | 0 | 0 | 0 | 9597.0212 | 276 | 19 | Summer
2018-10-03 20:00 | 20.9449 | 865.1583 | 748.2759 | 1394.4062 | 1212.0017 | 0 | 19.6048 | 535.8457 | 417.1344 | 386.1804 | 1751.6789 | 0 | 2.1107 | 0.0059405 | 0 | 0.7851 | 0 | 0 | 1673.9977 | 0 | 0 | 0 | 9028.1307 | 276 | 20 | Summer
2018-10-03 21:00 | 38.4256 | 736.0216 | 665.4142 | 1340.6537 | 1146.8723 | 0 | 9.9632 | 456.7971 | 387.699 | 310.1952 | 1664.9398 | 0 | 1.5544 | 0.0059481 | 0 | 0.57818 | 0 | 0 | 1607.7474 | 0 | 0 | 0 | 8366.8679 | 276 | 21 | Summer
2018-10-03 22:00 | 64.6377 | 627.5815 | 330.0596 | 1166.1174 | 990.9065 | 0 | 9.459 | 414.5921 | 335.0447 | 255.4775 | 1608.5537 | 0 | 1.0021 | 0.0057928 | 0 | 0.37274 | 0 | 0 | 1539.4079 | 0 | 0 | 0 | 7343.2183 | 276 | 22 | Summer
2018-10-03 23:00 | 99.5999 | 527.0472 | 135.3801 | 833.6078 | 908.658 | 0 | 12.4397 | 381.2518 | 299.0849 | 220.9686 | 1571.5875 | 0 | 0.72738 | 0.005669 | 0 | 0.27055 | 0 | 0 | 1532.6235 | 0 | 0 | 0 | 6523.2526 | 276 | 23 | Summer
2018-10-04 | 124.0049 | 460.4953 | 86.5746 | 610.6832 | 880.538 | 0 | 15.6353 | 319.4046 | 280.4149 | 183.933 | 1504.9675 | 0 | 0.40187 | 0.0055733 | 0 | 0.14948 | 0 | 0 | 1511.4687 | 0 | 0 | 0 | 5978.677 | 277 | 0 | Winter
2018-10-04 01:00 | 164.6699 | 413.6347 | 79.1826 | 474.248 | 864.899 | 0 | 17.2299 | 295.7543 | 269.4249 | 164.5044 | 1473.6582 | 0 | 0.25947 | 0.00558 | 0 | 0.096513 | 0 | 0 | 1525.3445 | 0 | 0 | 0 | 5742.9119 | 277 | 1 | Winter
2018-10-04 02:00 | 230.874 | 372.286 | 77.6273 | 417.0393 | 857.9153 | 0 | 22.0905 | 297.6275 | 266.4829 | 155.8538 | 1441.8265 | 0 | 0.12095 | 0.0055411 | 0 | 0.044988 | 0 | 0 | 1536.1336 | 0 | 0 | 0 | 5675.9283 | 277 | 2 | Winter
2018-10-04 03:00 | 281.4588 | 339.3024 | 77.6273 | 423.4565 | 858.5092 | 0 | 28.0652 | 315.0483 | 267.659 | 158.4064 | 1406.1974 | 0 | 0.16036 | 0.0061886 | 0 | 0.059646 | 0 | 0 | 1562.8538 | 0 | 0 | 0 | 5718.8104 | 277 | 3 | Winter
2018-10-04 04:00 | 345.7841 | 313.9047 | 77.9024 | 488.4143 | 875.9316 | 0 | 35.1382 | 344.4117 | 278.3421 | 186.3461 | 1407.3925 | 0 | 0.089456 | 0.006365 | 0 | 0.033274 | 0 | 0 | 1639.481 | 0 | 0 | 0 | 5993.1777 | 277 | 4 | Winter
2018-10-04 05:00 | 396.6455 | 286.0599 | 90.6322 | 738.849 | 901.4801 | 0 | 48.9367 | 425.0508 | 308.3715 | 232.0169 | 1467.7547 | 0 | 0.38102 | 0.0076727 | 0 | 0.14172 | 0 | 0 | 1787.3642 | 0 | 0 | 0 | 6683.6918 | 277 | 5 | Winter
2018-10-04 06:00 | 435.9287 | 268.9403 | 182.159 | 1083.0511 | 958.4017 | 0 | 114.7475 | 549.9586 | 361.2526 | 304.1522 | 1778.674 | 0 | 0.95718 | 0.0055859 | 0 | 0.35603 | 0 | 0 | 1729.7974 | 0 | 0 | 0 | 7768.382 | 277 | 6 | Winter
2018-10-04 07:00 | 444.1477 | 266.9759 | 247.4856 | 1245.6658 | 1030.7376 | 0 | 102.0674 | 676.77 | 296.1357 | 414.1126 | 2016.6886 | 0 | 1.6924 | 0.0055766 | 0 | 0.62952 | 0 | 0 | 1722.677 | 0 | 0 | 0 | 8465.7915 | 277 | 7 | Winter
2018-10-04 08:00 | 343.2659 | 279.8939 | 243.3995 | 1246.1929 | 1070.7281 | 0 | 74.9265 | 785.6017 | 372.73 | 618.6388 | 2256.4833 | 0 | 1.8563 | 0.0055463 | 0 | 0.69046 | 0 | 0 | 1815.3043 | 0 | 0 | 0 | 9109.7171 | 277 | 8 | Winter
2018-10-04 09:00 | 233.5504 | 328.3576 | 232.6736 | 1291.3554 | 1093.0207 | 0 | 43.2299 | 895.298 | 427.6349 | 713.4229 | 2463.3942 | 0 | 1.7077 | 0.0055226 | 0 | 0.63521 | 0 | 0 | 1870.4609 | 0 | 0 | 0 | 9594.7468 | 277 | 9 | Winter
2018-10-04 10:00 | 155.9638 | 428.12 | 220.0155 | 1300.3558 | 1094.1113 | 0 | 20.7202 | 1025.644 | 454.9038 | 761.3656 | 2618.467 | 0 | 1.9534 | 0.0055363 | 0 | 0.72658 | 0 | 0 | 1882.2949 | 0 | 0 | 0 | 9964.6475 | 277 | 10 | Winter
2018-10-04 11:00 | 102.2015 | 566.5039 | 204.2182 | 1240.1649 | 1096.5822 | 0 | 10.5256 | 1139.4812 | 462.3097 | 785.2462 | 2658.9508 | 0 | 2.3625 | 0.005501 | 0 | 0.87874 | 0 | 0 | 1875.248 | 0 | 0 | 0 | 10144.6788 | 277 | 11 | Winter
2018-10-04 12:00 | 72.5433 | 726.4948 | 195.5108 | 1224.3732 | 1103.7445 | 0 | 7.2212 | 1218.8906 | 458.7695 | 773.2872 | 2631.5844 | 0 | 2.7213 | 0.0054879 | 0 | 1.0122 | 0 | 0 | 1903.8513 | 0 | 0 | 0 | 10320.0098 | 277 | 12 | Winter
2018-10-04 13:00 | 45.738 | 883.1931 | 188.4773 | 1139.7947 | 1072.0071 | 0 | 5.578 | 1254.5341 | 445.1295 | 742.483 | 2553.3824 | 0 | 2.7828 | 0.0054663 | 0 | 1.0351 | 0 | 0 | 1922.4793 | 0 | 0 | 0 | 10256.6197 | 277 | 13 | Winter
2018-10-04 14:00 | 28.7775 | 1060.4233 | 190.2643 | 1067.4837 | 1058.8566 | 0 | 4.5484 | 1242.1305 | 418.8265 | 703.6968 | 2425.6575 | 0 | 3.154 | 0.0054609 | 0 | 1.1731 | 0 | 0 | 1910.4364 | 0 | 0 | 0 | 10115.434 | 277 | 14 | Winter
2018-10-04 15:00 | 21.4195 | 1222.8439 | 209.4038 | 1149.2452 | 1100.5215 | 0 | 4.1366 | 1182.1808 | 385.699 | 677.2554 | 2306.359 | 0 | 4.3064 | 0.0054709 | 0 | 1.6018 | 0 | 0 | 1880.5108 | 0 | 0 | 0 | 10145.4891 | 277 | 15 | Winter
2018-10-04 16:00 | 17.8973 | 1297.2665 | 250.1861 | 1331.0675 | 1178.736 | 0 | 4.6548 | 1063.3941 | 353.0904 | 544.4068 | 2219.7454 | 0 | 5.6702 | 0.0055913 | 0 | 2.1091 | 0 | 0 | 1818.3268 | 0 | 0 | 0 | 10086.5564 | 277 | 16 | Winter
2018-10-04 17:00 | 16.163 | 1218.4719 | 336.0201 | 1518.8368 | 1278.0176 | 0 | 6.549 | 888.3826 | 320.7338 | 525.3904 | 2148.7873 | 0 | 6.7592 | 0.0056398 | 0 | 2.5141 | 0 | 0 | 1736.3246 | 0 | 0 | 0 | 10002.956 | 277 | 17 | Winter
2018-10-04 18:00 | 24.8717 | 975.2649 | 473.6399 | 1582.8384 | 1303.1831 | 0 | 12.4771 | 704.0865 | 355.739 | 505.4832 | 1950.4086 | 0 | 5.2807 | 0.0058278 | 0 | 1.9642 | 0 | 0 | 1753.3178 | 0 | 0 | 0 | 9648.5611 | 277 | 18 | Winter
2018-10-04 19:00 | 42.8281 | 773.3657 | 638.813 | 1560.6951 | 1265.3186 | 0 | 18.1105 | 552.3272 | 434.1247 | 467.5533 | 1862.8223 | 0 | 2.8192 | 0.0058183 | 0 | 1.0486 | 0 | 0 | 1733.0277 | 0 | 0 | 0 | 9352.86 | 277 | 19 | Winter
2018-10-04 20:00 | 59.1907 | 640.8067 | 751.0992 | 1484.6017 | 1211.8306 | 0 | 21.4562 | 445.5495 | 416.492 | 386.8026 | 1767.7062 | 0 | 2.1387 | 0.0058296 | 0 | 0.79552 | 0 | 0 | 1695.911 | 0 | 0 | 0 | 8884.3866 | 277 | 20 | Winter
2018-10-04 21:00 | 87.2642 | 535.0231 | 665.9612 | 1405.5391 | 1145.7886 | 0 | 11.2615 | 379.5218 | 384.9438 | 308.8825 | 1678.4158 | 0 | 1.5851 | 0.005897 | 0 | 0.58958 | 0 | 0 | 1639.9719 | 0 | 0 | 0 | 8244.7542 | 277 | 21 | Winter
2018-10-04 22:00 | 120.9467 | 436.7742 | 328.5127 | 1162.4854 | 990.3797 | 0 | 12.6247 | 342.102 | 331.5038 | 253.8954 | 1615.807 | 0 | 1.0202 | 0.0057682 | 0 | 0.37946 | 0 | 0 | 1566.8912 | 0 | 0 | 0 | 7163.3283 | 277 | 22 | Winter
2018-10-04 23:00 | 154.3393 | 358.3609 | 135.4648 | 877.9858 | 908.9487 | 0 | 15.6028 | 318.2923 | 297.3998 | 219.4999 | 1570.3319 | 0 | 0.73252 | 0.0055615 | 0 | 0.27247 | 0 | 0 | 1543.5254 | 0 | 0 | 0 | 6400.7622 | 277 | 23 | Winter
2018-10-05 | 179.7966 | 286.5151 | 86.4658 | 630.0731 | 880.2943 | 0 | 17.1469 | 274.6899 | 280.017 | 184.3846 | 1499.5401 | 0 | 0.40136 | 0.0055057 | 0 | 0.14929 | 0 | 0 | 1508.6071 | 0 | 0 | 0 | 5828.0866 | 278 | 0 | Fall
2018-10-05 01:00 | 204.0808 | 247.8397 | 79.1404 | 481.1412 | 864.7663 | 0 | 15.1379 | 252.2065 | 269.2644 | 163.6678 | 1478.6727 | 0 | 0.25747 | 0.0060886 | 0 | 0.095769 | 0 | 0 | 1516.3234 | 0 | 0 | 0 | 5572.6003 | 278 | 1 | Fall
2018-10-05 02:00 | 249.6515 | 211.1482 | 77.6273 | 404.9547 | 857.8116 | 0 | 20.3533 | 253.0012 | 266.4136 | 155.8393 | 1445.5497 | 0 | 0.11993 | 0.0060646 | 0 | 0.04461 | 0 | 0 | 1528.6393 | 0 | 0 | 0 | 5471.1602 | 278 | 2 | Fall
2018-10-05 03:00 | 291.8297 | 186.7017 | 77.6273 | 409.0128 | 858.4732 | 0 | 25.3964 | 264.9334 | 267.6611 | 157.4961 | 1409.3309 | 0 | 0.15987 | 0.0060825 | 0 | 0.059467 | 0 | 0 | 1561.2614 | 0 | 0 | 0 | 5509.9496 | 278 | 3 | Fall
2018-10-05 04:00 | 344.4954 | 161.1157 | 77.8887 | 471.2455 | 875.7615 | 0 | 34.0181 | 292.9498 | 278.4037 | 184.8204 | 1411.4274 | 0 | 0.089286 | 0.0063343 | 0 | 0.033211 | 0 | 0 | 1643.0395 | 0 | 0 | 0 | 5775.2946 | 278 | 4 | Fall
2018-10-05 05:00 | 393.652 | 148.7293 | 89.8085 | 718.8976 | 901.0628 | 0 | 52.6209 | 366.6502 | 308.5144 | 231.5976 | 1470.7989 | 0 | 0.38037 | 0.0076179 | 0 | 0.14148 | 0 | 0 | 1783.0579 | 0 | 0 | 0 | 6465.9196 | 278 | 5 | Fall
2018-10-05 06:00 | 442.3829 | 147.5205 | 179.284 | 1090.3187 | 957.4504 | 0 | 128.2272 | 485.2525 | 362.298 | 303.5997 | 1780.4513 | 0 | 0.94828 | 0.0054832 | 0 | 0.35272 | 0 | 0 | 1713.8383 | 0 | 0 | 0 | 7591.93 | 278 | 6 | Fall
2018-10-05 07:00 | 450.5025 | 146.5601 | 247.3399 | 1240.9579 | 1030.4524 | 0 | 115.6419 | 591.5017 | 299.7577 | 412.5602 | 2019.3027 | 0 | 1.6995 | 0.0055343 | 0 | 0.63213 | 0 | 0 | 1730.0612 | 0 | 0 | 0 | 8286.9754 | 278 | 7 | Fall
2018-10-05 08:00 | 392.964 | 154.0257 | 245.1517 | 1234.2201 | 1070.4298 | 0 | 88.705 | 683.3283 | 373.0294 | 619.3757 | 2261.935 | 0 | 1.8727 | 0.0055929 | 0 | 0.69656 | 0 | 0 | 1831.5063 | 0 | 0 | 0 | 8957.2455 | 278 | 8 | Fall
2018-10-05 09:00 | 331.3267 | 184.5483 | 236.4646 | 1255.0317 | 1094.0204 | 0 | 59.489 | 772.1889 | 427.8536 | 712.0626 | 2474.5644 | 0 | 1.726 | 0.0056113 | 0 | 0.642 | 0 | 0 | 1890.5575 | 0 | 0 | 0 | 9440.4815 | 278 | 9 | Fall
2018-10-05 10:00 | 265.0565 | 216.8714 | 222.7475 | 1293.8328 | 1095.2582 | 0 | 38.3564 | 855.0563 | 455.0172 | 760.5317 | 2638.6234 | 0 | 1.9671 | 0.0056309 | 0 | 0.73168 | 0 | 0 | 1895.6727 | 0 | 0 | 0 | 9739.7283 | 278 | 10 | Fall
2018-10-05 11:00 | 208.7596 | 264.8848 | 204.1014 | 1271.4686 | 1096.4511 | 0 | 26.6734 | 910.6862 | 462.3411 | 784.253 | 2689.9497 | 0 | 2.4012 | 0.0057318 | 0 | 0.89315 | 0 | 0 | 1906.123 | 0 | 0 | 0 | 9828.992 | 278 | 11 | Fall
2018-10-05 12:00 | 167.9341 | 309.7856 | 196.5822 | 1238.9811 | 1104.5209 | 0 | 20.5978 | 939.0931 | 458.7746 | 769.947 | 2668.8794 | 0 | 2.7591 | 0.0057305 | 0 | 1.0263 | 0 | 0 | 1929.8493 | 0 | 0 | 0 | 9808.7362 | 278 | 12 | Fall
2018-10-05 13:00 | 111.625 | 375.5474 | 188.0216 | 1137.9366 | 1071.78 | 0 | 15.4475 | 961.0479 | 445.1313 | 741.9782 | 2591.4688 | 0 | 2.7897 | 0.005769 | 0 | 1.0377 | 0 | 0 | 1927.312 | 0 | 0 | 0 | 9571.1293 | 278 | 13 | Fall
2018-10-05 14:00 | 74.3768 | 445.5363 | 191.756 | 1082.6345 | 1059.4923 | 0 | 11.1999 | 950.0318 | 418.8248 | 702.8981 | 2459.3874 | 0 | 3.1141 | 0.0058216 | 0 | 1.1583 | 0 | 0 | 1885.9914 | 0 | 0 | 0 | 9286.4074 | 278 | 14 | Fall
2018-10-05 15:00 | 54.5504 | 514.4207 | 210.0935 | 1088.7232 | 1099.5574 | 0 | 10.4907 | 906.0702 | 385.6986 | 674.7362 | 2331.3537 | 0 | 4.2237 | 0.0058558 | 0 | 1.5711 | 0 | 0 | 1844.5601 | 0 | 0 | 0 | 9126.0552 | 278 | 15 | Fall
2018-10-05 16:00 | 47.6816 | 551.3376 | 250.244 | 1308.4446 | 1177.0228 | 0 | 11.176 | 826.1545 | 353.0903 | 544.2718 | 2232.2851 | 0 | 5.4851 | 0.0052056 | 0 | 2.0402 | 0 | 0 | 1758.9305 | 0 | 0 | 0 | 9068.1692 | 278 | 16 | Fall
2018-10-05 17:00 | 43.3797 | 553.2035 | 335.5357 | 1477.9222 | 1275.7804 | 0 | 12.5062 | 725.5699 | 320.7475 | 525.2278 | 2151.4078 | 0 | 6.5132 | 0.005164 | 0 | 2.4227 | 0 | 0 | 1673.2095 | 0 | 0 | 0 | 9103.4313 | 278 | 17 | Fall
2018-10-05 18:00 | 46.1815 | 485.378 | 471.7111 | 1623.0605 | 1300.9058 | 0 | 17.9145 | 607.2785 | 356.7146 | 506.1963 | 1943.3843 | 0 | 5.0719 | 0.0059876 | 0 | 1.8866 | 0 | 0 | 1684.0299 | 0 | 0 | 0 | 9049.7195 | 278 | 18 | Fall
2018-10-05 19:00 | 60.3691 | 404.9303 | 637.1919 | 1543.1191 | 1266.3926 | 0 | 22.2501 | 494.1782 | 434.12 | 469.6762 | 1848.5741 | 0 | 2.7306 | 0.0059876 | 0 | 1.0157 | 0 | 0 | 1678.6546 | 0 | 0 | 0 | 8863.2085 | 278 | 19 | Fall
2018-10-05 20:00 | 75.899 | 343.1514 | 751.0437 | 1439.6949 | 1213.8044 | 0 | 23.9023 | 405.0986 | 416.4657 | 388.9541 | 1750.6585 | 0 | 2.0697 | 0.0059812 | 0 | 0.76983 | 0 | 0 | 1641.3044 | 0 | 0 | 0 | 8452.8224 | 278 | 20 | Fall
2018-10-05 21:00 | 104.4565 | 293.3128 | 665.3891 | 1382.9946 | 1147.9868 | 0 | 16.4023 | 346.9976 | 384.8617 | 310.4722 | 1662.7357 | 0 | 1.5268 | 0.0051768 | 0 | 0.56789 | 0 | 0 | 1579.489 | 0 | 0 | 0 | 7897.1982 | 278 | 21 | Fall
2018-10-05 22:00 | 142.6715 | 245.4822 | 328.1871 | 1162.2087 | 990.9847 | 0 | 16.9671 | 316.0624 | 331.3201 | 256.6313 | 1607.0486 | 0 | 0.99066 | 0.0058209 | 0 | 0.36849 | 0 | 0 | 1521.6306 | 0 | 0 | 0 | 6920.5593 | 278 | 22 | Fall
2018-10-05 23:00 | 183.5126 | 209.9906 | 135.2892 | 875.7769 | 908.629 | 0 | 20.822 | 298.2723 | 297.0778 | 220.1305 | 1570.8808 | 0 | 0.71959 | 0.0056556 | 0 | 0.26766 | 0 | 0 | 1516.7023 | 0 | 0 | 0 | 6238.0768 | 278 | 23 | Fall
2018-10-06 | 228.3098 | 204.5355 | 86.3212 | 576.4353 | 879.8197 | 0 | 23.5025 | 259.9097 | 279.5629 | 185.1258 | 1506.0013 | 0 | 0.39825 | 0.0055339 | 0 | 0.14813 | 0 | 0 | 1498.2663 | 0 | 0 | 0 | 5728.3419 | 279 | 0 | Fall
2018-10-06 01:00 | 268.2486 | 198.2536 | 79.1753 | 462.9561 | 864.6477 | 0 | 25.6258 | 265.6856 | 255.9752 | 157.5919 | 1557.1641 | 0 | 0.25356 | 0.006116 | 0 | 0.094313 | 0 | 0 | 1492.4601 | 0 | 0 | 0 | 5628.1379 | 279 | 1 | Fall
2018-10-06 02:00 | 333.7555 | 190.2572 | 77.3015 | 407.3635 | 857.8821 | 0 | 28.8371 | 264.1746 | 250.1968 | 158.4822 | 1530.9542 | 0 | 0.11747 | 0.0054753 | 0 | 0.043694 | 0 | 0 | 1495.7812 | 0 | 0 | 0 | 5595.1527 | 279 | 2 | Fall
2018-10-06 03:00 | 400.5608 | 186.1931 | 77.3015 | 409.836 | 858.5275 | 0 | 34.5009 | 274.4097 | 248.3003 | 171.3813 | 1497.1429 | 0 | 0.15417 | 0.0055 | 0 | 0.057345 | 0 | 0 | 1504.4911 | 0 | 0 | 0 | 5662.8622 | 279 | 3 | Fall
2018-10-06 04:00 | 491.2516 | 192.4491 | 77.791 | 408.087 | 874.8876 | 0 | 45.1077 | 289.859 | 250.4716 | 186.6394 | 1449.9068 | 0 | 0.085254 | 0.0062695 | 0 | 0.031711 | 0 | 0 | 1555.1221 | 0 | 0 | 0 | 5821.6961 | 279 | 4 | Fall
2018-10-06 05:00 | 565.2404 | 191.3296 | 84.0165 | 502.6255 | 895.9696 | 0 | 66.6546 | 317.8689 | 255.7728 | 212.6293 | 1396.508 | 0 | 0.35682 | 0.006152 | 0 | 0.13272 | 0 | 0 | 1673.9819 | 0 | 0 | 0 | 6163.0929 | 279 | 5 | Fall
2018-10-06 06:00 | 635.2103 | 191.4736 | 124.6443 | 753.1799 | 927.144 | 0 | 162.4624 | 380.1873 | 271.7089 | 259.6599 | 1505.2127 | 0 | 0.8964 | 0.0054834 | 0 | 0.33342 | 0 | 0 | 1620.7228 | 0 | 0 | 0 | 6832.8414 | 279 | 6 | Fall
2018-10-06 07:00 | 650.1843 | 187.6401 | 194.7575 | 1088.6294 | 991.0835 | 0 | 138.4341 | 418.8861 | 163.1629 | 296.2354 | 1486.0485 | 0 | 1.6396 | 0.0055746 | 0 | 0.60986 | 0 | 0 | 1670.5829 | 0 | 0 | 0 | 7287.8997 | 279 | 7 | Fall
2018-10-06 08:00 | 506.6502 | 164.1531 | 260.8798 | 1305.7738 | 1078.9327 | 0 | 104.7025 | 461.5374 | 189.3831 | 414.6717 | 1459.9881 | 0 | 1.8056 | 0.0055822 | 0 | 0.6716 | 0 | 0 | 1766.8279 | 0 | 0 | 0 | 7715.9831 | 279 | 8 | Fall
2018-10-06 09:00 | 334.7579 | 145.4551 | 289.1571 | 1457.6 | 1127.5692 | 0 | 67.3259 | 532.8645 | 216.2907 | 468.6027 | 1471.5645 | 0 | 1.6777 | 0.0056417 | 0 | 0.62404 | 0 | 0 | 1838.3999 | 0 | 0 | 0 | 7951.8948 | 279 | 9 | Fall
2018-10-06 10:00 | 211.2731 | 143.5502 | 284.4116 | 1442.3772 | 1134.7671 | 0 | 36.7733 | 608.3205 | 230.3457 | 500.851 | 1533.5512 | 0 | 1.8938 | 0.0049711 | 0 | 0.70441 | 0 | 0 | 1825.5955 | 0 | 0 | 0 | 7954.4196 | 279 | 10 | Fall
2018-10-06 11:00 | 134.8763 | 182.7163 | 263.0242 | 1467.6177 | 1138.7445 | 0 | 23.0314 | 666.6208 | 237.352 | 535.5168 | 1574.19 | 0 | 2.3134 | 0.0056423 | 0 | 0.8605 | 0 | 0 | 1836.771 | 0 | 0 | 0 | 8063.6406 | 279 | 11 | Fall
2018-10-06 12:00 | 86.601 | 244.1601 | 248.4981 | 1420.5686 | 1146.4876 | 0 | 14.6958 | 709.9964 | 239.1115 | 554.7344 | 1597.9018 | 0 | 2.6439 | 0.0056506 | 0 | 0.98341 | 0 | 0 | 1849.76 | 0 | 0 | 0 | 8116.1483 | 279 | 12 | Fall
2018-10-06 13:00 | 55.7015 | 345.4603 | 240.2339 | 1309.6739 | 1115.866 | 0 | 11.3012 | 744.3287 | 238.5164 | 570.0646 | 1609.9614 | 0 | 2.7112 | 0.0057208 | 0 | 1.0084 | 0 | 0 | 1873.7319 | 0 | 0 | 0 | 8118.5651 | 279 | 13 | Fall
2018-10-06 14:00 | 42.7368 | 465.644 | 244.7629 | 1263.0785 | 1102.9305 | 0 | 10.1146 | 756.6726 | 234.9383 | 571.8684 | 1631.1355 | 0 | 3.0491 | 0.0057497 | 0 | 1.1341 | 0 | 0 | 1847.3167 | 0 | 0 | 0 | 8175.3878 | 279 | 14 | Fall
2018-10-06 15:00 | 31.2008 | 591.8801 | 259.2011 | 1340.8134 | 1145.9262 | 0 | 9.5356 | 758.2584 | 229.9111 | 561.018 | 1678.883 | 0 | 4.1427 | 0.0057706 | 0 | 1.5409 | 0 | 0 | 1809.7353 | 0 | 0 | 0 | 8422.0521 | 279 | 15 | Fall
2018-10-06 16:00 | 30.7804 | 685.9689 | 292.1048 | 1444.0376 | 1221.3214 | 0 | 10.4646 | 733.1488 | 225.8078 | 475.3154 | 1741.6208 | 0 | 5.445 | 0.005168 | 0 | 2.0253 | 0 | 0 | 1746.917 | 0 | 0 | 0 | 8614.9629 | 279 | 16 | Fall
2018-10-06 17:00 | 30.3379 | 706.2097 | 367.6464 | 1622.435 | 1312.3681 | 0 | 11.4022 | 661.2573 | 223.5492 | 459.3711 | 1803.5482 | 0 | 6.4582 | 0.0051938 | 0 | 2.4022 | 0 | 0 | 1660.1591 | 0 | 0 | 0 | 8867.1496 | 279 | 17 | Fall
2018-10-06 18:00 | 34.1446 | 570.0428 | 495.1639 | 1642.872 | 1324.2811 | 0 | 16.6991 | 553.5699 | 285.5038 | 435.9142 | 1709.4431 | 0 | 5.0282 | 0.0059386 | 0 | 1.8703 | 0 | 0 | 1670.2088 | 0 | 0 | 0 | 8744.7476 | 279 | 18 | Fall
2018-10-06 19:00 | 47.3748 | 436.5699 | 665.778 | 1566.2766 | 1283.3372 | 0 | 26.6269 | 469.6734 | 385.5904 | 397.4187 | 1699.4077 | 0 | 2.6987 | 0.0059098 | 0 | 1.0038 | 0 | 0 | 1659.9067 | 0 | 0 | 0 | 8641.6687 | 279 | 19 | Fall
2018-10-06 20:00 | 63.9554 | 369.0512 | 781.9524 | 1437.4818 | 1226.3786 | 0 | 37.2413 | 425.0661 | 382.351 | 348.7588 | 1680.8259 | 0 | 2.0773 | 0.0053312 | 0 | 0.77266 | 0 | 0 | 1648.8266 | 0 | 0 | 0 | 8404.7444 | 279 | 20 | Fall
2018-10-06 21:00 | 90.5809 | 294.6191 | 699.8158 | 1377.1646 | 1160.8345 | 0 | 19.5047 | 369.1316 | 359.3392 | 304.2957 | 1637.0345 | 0 | 1.5698 | 0.0052977 | 0 | 0.58389 | 0 | 0 | 1624.7833 | 0 | 0 | 0 | 7939.2628 | 279 | 21 | Fall
2018-10-06 22:00 | 127.7062 | 232.2551 | 359.6211 | 1141.9439 | 1004.85 | 0 | 21.8628 | 329.8605 | 310.6487 | 242.4296 | 1581.5595 | 0 | 1.0227 | 0.005999 | 0 | 0.38039 | 0 | 0 | 1571.2162 | 0 | 0 | 0 | 6925.3626 | 279 | 22 | Fall
2018-10-06 23:00 | 175.4605 | 192.6358 | 147.3121 | 822.585 | 917.4464 | 0 | 26.4509 | 299.1893 | 276.083 | 196.0471 | 1542.7824 | 0 | 0.7331 | 0.0058065 | 0 | 0.27268 | 0 | 0 | 1546.1106 | 0 | 0 | 0 | 6143.1147 | 279 | 23 | Fall
2018-10-07 | 227.4195 | 184.3472 | 89.6456 | 605.8701 | 884.6222 | 0 | 30.1977 | 276.059 | 262.7998 | 165.3538 | 1547.7876 | 0 | 0.93845 | 0.0064582 | 0 | 0.34906 | 0 | 0 | 1051.6595 | 0 | 0 | 0 | 5327.0559 | 280 | 0 | Fall
2018-10-07 01:00 | 271.3203 | 176.616 | 79.8208 | 467.1503 | 866.2119 | 0 | 23.6176 | 259.2178 | 246.2238 | 158.04 | 1436.644 | 0 | 0.37045 | 0.0063916 | 0 | 0.13779 | 0 | 0 | 1035.3497 | 0 | 0 | 0 | 5020.7267 | 280 | 1 | Fall
2018-10-07 02:00 | 335.9322 | 174.1246 | 77.3015 | 417.5441 | 858.3564 | 0 | 30.2351 | 259.5171 | 241.1178 | 161.0541 | 1430.7921 | 0 | 0.30836 | 0.0064231 | 0 | 0.1147 | 0 | 0 | 963.298 | 0 | 0 | 0 | 4949.7026 | 280 | 2 | Fall
2018-10-07 03:00 | 397.7794 | 171.5798 | 77.3015 | 412.3111 | 858.5859 | 0 | 37.0628 | 258.9131 | 237.6324 | 174.7177 | 1387.7021 | 0 | 0.22118 | 0.0063892 | 0 | 0.08227 | 0 | 0 | 928.0341 | 0 | 0 | 0 | 4941.9298 | 280 | 3 | Fall
2018-10-07 04:00 | 460.9588 | 170.6127 | 77.7937 | 417.3114 | 875.0051 | 0 | 40.7993 | 265.8907 | 242.2733 | 190.7676 | 1354.8697 | 0 | 0.042239 | 0.0062891 | 0 | 0.015711 | 0 | 0 | 920.9136 | 0 | 0 | 0 | 5017.2602 | 280 | 4 | Fall
2018-10-07 05:00 | 521.1971 | 168.7248 | 84.4467 | 528.9338 | 896.0111 | 0 | 61.3735 | 302.0509 | 251.3872 | 218.1076 | 1320.1457 | 0 | 0.131 | 0.0075874 | 0 | 0.048727 | 0 | 0 | 936.0171 | 0 | 0 | 0 | 5288.5829 | 280 | 5 | Fall
2018-10-07 06:00 | 579.5334 | 173.1099 | 125.173 | 739.843 | 927.2097 | 0 | 161.3492 | 341.9284 | 264.4863 | 261.0673 | 1265.2003 | 0 | 0.27159 | 0.0061685 | 0 | 0.10102 | 0 | 0 | 911.8228 | 0 | 0 | 0 | 5751.102 | 280 | 6 | Fall
2018-10-07 07:00 | 594.2426 | 174.6724 | 193.8133 | 1047.3366 | 991.2664 | 0 | 134.7172 | 363.2734 | 138.8554 | 289.4707 | 1235.8067 | 0 | 0.49694 | 0.0063488 | 0 | 0.18484 | 0 | 0 | 944.9226 | 0 | 0 | 0 | 6109.0653 | 280 | 7 | Fall
2018-10-07 08:00 | 495.3826 | 156.5825 | 257.1439 | 1302.645 | 1077.6115 | 0 | 112.2338 | 382.1953 | 137.9289 | 407.8035 | 1275.7444 | 0 | 0.91754 | 0.0057946 | 0 | 0.34129 | 0 | 0 | 921.3476 | 0 | 0 | 0 | 6527.8837 | 280 | 8 | Fall
2018-10-07 09:00 | 353.5288 | 140.7214 | 286.966 | 1397.7025 | 1127.0033 | 0 | 76.8762 | 428.9632 | 158.1587 | 443.188 | 1293.7131 | 0 | 1.6125 | 0.0058047 | 0 | 0.59978 | 0 | 0 | 914.7627 | 0 | 0 | 0 | 6623.8018 | 280 | 9 | Fall
2018-10-07 10:00 | 255.0283 | 169.0283 | 283.6847 | 1431.9074 | 1133.3298 | 0 | 51.1906 | 471.1205 | 177.2739 | 467.2945 | 1309.5744 | 0 | 2.1351 | 0.0057918 | 0 | 0.79418 | 0 | 0 | 888.3827 | 0 | 0 | 0 | 6640.7502 | 280 | 10 | Fall
2018-10-07 11:00 | 188.6168 | 204.131 | 259.7582 | 1474.6201 | 1137.2042 | 0 | 36.6496 | 513.9012 | 191.8208 | 498.7 | 1337.8689 | 0 | 2.7581 | 0.0057419 | 0 | 1.0259 | 0 | 0 | 908.4749 | 0 | 0 | 0 | 6755.5354 | 280 | 11 | Fall
2018-10-07 12:00 | 147.2221 | 270.3679 | 245.379 | 1452.1896 | 1143.902 | 0 | 27.0815 | 551.4062 | 200.512 | 515.7457 | 1390.8021 | 0 | 3.511 | 0.0057614 | 0 | 1.306 | 0 | 0 | 917.9302 | 0 | 0 | 0 | 6867.3609 | 280 | 12 | Fall
2018-10-07 13:00 | 116.555 | 360.771 | 240.3442 | 1355.3501 | 1114.5078 | 0 | 22.3249 | 578.0055 | 204.1428 | 526.3443 | 1432.3599 | 0 | 3.6793 | 0.0057581 | 0 | 1.3685 | 0 | 0 | 936.3796 | 0 | 0 | 0 | 6892.1386 | 280 | 13 | Fall
2018-10-07 14:00 | 93.7599 | 489.0036 | 244.8814 | 1287.6484 | 1101.6256 | 0 | 18.5607 | 595.638 | 202.0859 | 537.0681 | 1477.5118 | 0 | 3.8386 | 0.0065157 | 0 | 1.4278 | 0 | 0 | 944.5963 | 0 | 0 | 0 | 6997.6526 | 280 | 14 | Fall
2018-10-07 15:00 | 77.7987 | 599.5233 | 257.0526 | 1314.6762 | 1144.155 | 0 | 17.0169 | 591.0467 | 194.6806 | 533.5202 | 1516.5853 | 0 | 4.0416 | 0.0058519 | 0 | 1.5033 | 0 | 0 | 929.8325 | 0 | 0 | 0 | 7181.4386 | 280 | 15 | Fall
2018-10-07 16:00 | 71.8954 | 621.9467 | 291.7642 | 1421.5695 | 1219.6591 | 0 | 16.4385 | 555.6077 | 185.3981 | 451.9981 | 1545.832 | 0 | 4.5901 | 0.0066218 | 0 | 1.7073 | 0 | 0 | 935.7502 | 0 | 0 | 0 | 7324.1635 | 280 | 16 | Fall
2018-10-07 17:00 | 67.3155 | 593.8476 | 366.5199 | 1592.802 | 1310.3742 | 0 | 17.4908 | 493.1273 | 175.184 | 442.4752 | 1571.18 | 0 | 4.1897 | 0.0060031 | 0 | 1.5584 | 0 | 0 | 917.4484 | 0 | 0 | 0 | 7553.519 | 280 | 17 | Fall
2018-10-07 18:00 | 70.0718 | 487.9706 | 495.7522 | 1581.5818 | 1325.2324 | 0 | 24.5735 | 434.8647 | 227.3716 | 420.6248 | 1583.9365 | 0 | 5.1561 | 0.0068933 | 0 | 1.9179 | 0 | 0 | 960.5125 | 0 | 0 | 0 | 7619.5733 | 280 | 18 | Fall
2018-10-07 19:00 | 83.3771 | 406.9075 | 666.4114 | 1514.2997 | 1285.8997 | 0 | 33.5008 | 393.6179 | 315.4817 | 388.8003 | 1561.8899 | 0 | 5.0529 | 0.0068158 | 0 | 1.8795 | 0 | 0 | 958.6655 | 0 | 0 | 0 | 7615.7905 | 280 | 19 | Fall
2018-10-07 20:00 | 98.0439 | 341.2121 | 778.2017 | 1460.8081 | 1227.8547 | 0 | 43.088 | 364.2142 | 303.6159 | 343.8686 | 1527.7768 | 0 | 4.1421 | 0.0061316 | 0 | 1.5407 | 0 | 0 | 944.5819 | 0 | 0 | 0 | 7438.9549 | 280 | 20 | Fall
2018-10-07 21:00 | 121.2189 | 286.965 | 690.4476 | 1367.1367 | 1160.3001 | 0 | 22.2085 | 331.3236 | 292.2346 | 300.2143 | 1478.6656 | 0 | 3.4678 | 0.0061631 | 0 | 1.2899 | 0 | 0 | 951.3462 | 0 | 0 | 0 | 7006.8249 | 280 | 21 | Fall
2018-10-07 22:00 | 148.715 | 235.1943 | 358.6617 | 1116.05 | 1006.4242 | 0 | 22.0818 | 315.2458 | 280.3088 | 245.2234 | 1425.497 | 0 | 2.6486 | 0.0061056 | 0 | 0.98518 | 0 | 0 | 966.3671 | 0 | 0 | 0 | 6123.4091 | 280 | 22 | Fall
2018-10-07 23:00 | 189.7067 | 204.5115 | 147.4 | 810.9453 | 917.7897 | 0 | 25.905 | 302.558 | 267.4478 | 199.2762 | 1387.8625 | 0 | 1.7481 | 0.0059172 | 0 | 0.65021 | 0 | 0 | 1001.0924 | 0 | 0 | 0 | 5456.8992 | 280 | 23 | Fall
2018-10-08 | 233.2969 | 185.2026 | 89.4924 | 625.6307 | 884.2564 | 0 | 28.1049 | 275.8803 | 254.282 | 168.0386 | 1415.5104 | 0 | 0.93633 | 0.0064769 | 0 | 0.34828 | 0 | 0 | 1048.8298 | 0 | 0 | 0 | 5209.8161 | 281 | 0 | Fall
2018-10-08 01:00 | 268.4902 | 175.1444 | 79.791 | 482.2617 | 866.0826 | 0 | 26.135 | 249.8169 | 269.2644 | 165.4837 | 1478.6727 | 0 | 0.36681 | 0.0063288 | 0 | 0.13644 | 0 | 0 | 1025.1298 | 0 | 0 | 0 | 5086.7818 | 281 | 1 | Fall
2018-10-08 02:00 | 319.1641 | 166.9376 | 77.6273 | 423.8649 | 858.2727 | 0 | 28.3848 | 252.9809 | 266.4136 | 155.3525 | 1445.5497 | 0 | 0.30857 | 0.0063289 | 0 | 0.11477 | 0 | 0 | 963.6237 | 0 | 0 | 0 | 4958.6016 | 281 | 2 | Fall
2018-10-08 03:00 | 360.5594 | 160.5913 | 77.6273 | 419.4308 | 858.5683 | 0 | 35.1721 | 269.2126 | 267.6611 | 158.4702 | 1409.3309 | 0 | 0.22344 | 0.0063557 | 0 | 0.083112 | 0 | 0 | 937.4651 | 0 | 0 | 0 | 4954.4021 | 281 | 3 | Fall
2018-10-08 04:00 | 423.9072 | 154.0855 | 77.8707 | 500.0662 | 875.7159 | 0 | 45.9694 | 295.3879 | 278.4037 | 185.3123 | 1411.4274 | 0 | 0.043108 | 0.0063791 | 0 | 0.016034 | 0 | 0 | 940.9506 | 0 | 0 | 0 | 5189.1624 | 281 | 4 | Fall
2018-10-08 05:00 | 473.8335 | 153.4439 | 89.9783 | 715.0053 | 900.9926 | 0 | 69.4923 | 365.0459 | 308.5144 | 232.7911 | 1470.7989 | 0 | 0.13518 | 0.0078296 | 0 | 0.050282 | 0 | 0 | 964.2531 | 0 | 0 | 0 | 5744.3426 | 281 | 5 | Fall
2018-10-08 06:00 | 517.6024 | 156.2486 | 177.9717 | 1083.6265 | 956.6415 | 0 | 165.0346 | 473.2068 | 362.298 | 305.9989 | 1780.4513 | 0 | 0.28871 | 0.0067091 | 0 | 0.10739 | 0 | 0 | 966.6062 | 0 | 0 | 0 | 6946.0892 | 281 | 6 | Fall
2018-10-08 07:00 | 548.8407 | 156.0983 | 243.8809 | 1236.1048 | 1029.2028 | 0 | 151.0354 | 567.7398 | 301.316 | 415.5561 | 2019.3027 | 0 | 0.5214 | 0.0061934 | 0 | 0.19394 | 0 | 0 | 991.341 | 0 | 0 | 0 | 7661.1401 | 281 | 7 | Fall
2018-10-08 08:00 | 479.9479 | 149.2974 | 243.8243 | 1226.0297 | 1071.0551 | 0 | 122.7004 | 630.4652 | 373.0294 | 621.3468 | 2261.935 | 0 | 0.92119 | 0.0059472 | 0 | 0.34264 | 0 | 0 | 923.7225 | 0 | 0 | 0 | 8104.6236 | 281 | 8 | Fall
2018-10-08 09:00 | 367.5745 | 122.7605 | 236.0445 | 1270.2254 | 1094.888 | 0 | 81.8026 | 695.9267 | 427.8536 | 717.3215 | 2474.5644 | 0 | 1.5975 | 0.0058993 | 0 | 0.5942 | 0 | 0 | 905.8444 | 0 | 0 | 0 | 8397.0037 | 281 | 9 | Fall
2018-10-08 10:00 | 271.85 | 101.6898 | 222.3177 | 1318.3403 | 1094.8081 | 0 | 49.319 | 757.4144 | 455.0172 | 764.0153 | 2638.6234 | 0 | 2.1284 | 0.0058912 | 0 | 0.79166 | 0 | 0 | 885.0536 | 0 | 0 | 0 | 8561.3746 | 281 | 10 | Fall
2018-10-08 11:00 | 175.791 | 112.712 | 204.8192 | 1288.9715 | 1095.916 | 0 | 27.2839 | 810.8165 | 462.3411 | 787.0204 | 2689.9497 | 0 | 2.7621 | 0.0058652 | 0 | 1.0274 | 0 | 0 | 909.3635 | 0 | 0 | 0 | 8568.7801 | 281 | 11 | Fall
2018-10-08 12:00 | 120.1926 | 138.822 | 197.0464 | 1248.0366 | 1104.1272 | 0 | 18.569 | 849.1638 | 458.7746 | 774.3178 | 2668.8794 | 0 | 3.5156 | 0.0058197 | 0 | 1.3077 | 0 | 0 | 918.3936 | 0 | 0 | 0 | 8501.1521 | 281 | 12 | Fall
2018-10-08 13:00 | 71.7909 | 202.4713 | 189.2298 | 1113.1311 | 1072.6939 | 0 | 15.1061 | 891.534 | 445.1313 | 743.1752 | 2591.4688 | 0 | 3.6574 | 0.0058077 | 0 | 1.3604 | 0 | 0 | 930.2558 | 0 | 0 | 0 | 8271.0116 | 281 | 13 | Fall
2018-10-08 14:00 | 46.22 | 292.9523 | 190.5784 | 1069.5034 | 1058.7141 | 0 | 12.5356 | 902.4615 | 418.8248 | 706.321 | 2459.3874 | 0 | 3.7907 | 0.0058712 | 0 | 1.41 | 0 | 0 | 932.3947 | 0 | 0 | 0 | 8095.0999 | 281 | 14 | Fall
2018-10-08 15:00 | 30.9335 | 396.56 | 209.6521 | 1148.7453 | 1100.9321 | 0 | 10.1583 | 883.506 | 385.6986 | 677.4867 | 2331.3537 | 0 | 3.9729 | 0.0058807 | 0 | 1.4778 | 0 | 0 | 913.5482 | 0 | 0 | 0 | 8094.0308 | 281 | 15 | Fall
2018-10-08 16:00 | 26.1644 | 472.305 | 250.7799 | 1315.5584 | 1179.5836 | 0 | 10.5988 | 821.0456 | 353.0903 | 546.0303 | 2232.2851 | 0 | 4.5652 | 0.0060353 | 0 | 1.6981 | 0 | 0 | 930.2152 | 0 | 0 | 0 | 8143.9257 | 281 | 16 | Fall
2018-10-08 17:00 | 26.8942 | 488.087 | 334.634 | 1528.011 | 1276.1914 | 0 | 14.2294 | 710.2252 | 320.7475 | 524.924 | 2151.4078 | 0 | 4.2305 | 0.0061208 | 0 | 1.5736 | 0 | 0 | 925.8915 | 0 | 0 | 0 | 8307.0532 | 281 | 17 | Fall
2018-10-08 18:00 | 39.8706 | 400.9757 | 471.0172 | 1617.1515 | 1302.208 | 0 | 24.214 | 584.4525 | 362.5554 | 505.7982 | 1943.3843 | 0 | 5.2352 | 0.0068059 | 0 | 1.9473 | 0 | 0 | 975.2721 | 0 | 0 | 0 | 8234.0888 | 281 | 18 | Fall
2018-10-08 19:00 | 70.5419 | 320.8089 | 636.7856 | 1580.0443 | 1264.7309 | 0 | 36.5642 | 475.5527 | 434.12 | 470.8252 | 1848.5741 | 0 | 5.2935 | 0.0070481 | 0 | 1.969 | 0 | 0 | 1003.6556 | 0 | 0 | 0 | 8149.4728 | 281 | 19 | Fall
2018-10-08 20:00 | 110.0115 | 269.0502 | 751.4694 | 1507.7746 | 1211.947 | 0 | 43.0624 | 396.2355 | 416.4657 | 385.7121 | 1750.6585 | 0 | 4.3256 | 0.0069679 | 0 | 1.609 | 0 | 0 | 985.6018 | 0 | 0 | 0 | 7833.9304 | 281 | 20 | Fall
2018-10-08 21:00 | 143.9479 | 237.9735 | 663.6406 | 1394.2787 | 1147.5205 | 0 | 20.8345 | 349.5938 | 384.8617 | 310.9359 | 1662.7357 | 0 | 3.6392 | 0.0070494 | 0 | 1.3536 | 0 | 0 | 997.1008 | 0 | 0 | 0 | 7318.4234 | 281 | 21 | Fall
2018-10-08 22:00 | 189.8878 | 204.541 | 326.7165 | 1168.879 | 991.3894 | 0 | 21.5027 | 322.3557 | 331.3201 | 255.5802 | 1607.0486 | 0 | 2.7879 | 0.0062763 | 0 | 1.037 | 0 | 0 | 1017.0834 | 0 | 0 | 0 | 6440.1355 | 281 | 22 | Fall
2018-10-08 23:00 | 238.133 | 171.7772 | 135.1043 | 867.0214 | 908.9041 | 0 | 27.3909 | 304.3479 | 297.0778 | 220.5118 | 1570.8808 | 0 | 1.8495 | 0.0066692 | 0 | 0.68793 | 0 | 0 | 1059.0722 | 0 | 0 | 0 | 5802.7653 | 281 | 23 | Fall
2018-10-09 | 290.9614 | 164.6403 | 86.388 | 639.6121 | 880.2003 | 0 | 32.4288 | 263.7062 | 279.5629 | 183.574 | 1506.0013 | 0 | 0.38311 | 0.0057683 | 0 | 0.1425 | 0 | 0 | 1442.0216 | 0 | 0 | 0 | 5769.6282 | 282 | 0 | Fall
2018-10-09 01:00 | 332.4944 | 160.5789 | 79.2162 | 458.6809 | 864.8205 | 0 | 30.3723 | 247.8827 | 269.2644 | 164.3108 | 1478.6727 | 0 | 0.2437 | 0.00578 | 0 | 0.090647 | 0 | 0 | 1434.5081 | 0 | 0 | 0 | 5521.142 | 282 | 1 | Fall
2018-10-09 02:00 | 402.0822 | 156.5009 | 77.6273 | 414.0869 | 857.9316 | 0 | 37.0158 | 253.2999 | 266.4136 | 154.9456 | 1445.5497 | 0 | 0.11421 | 0.0058584 | 0 | 0.042483 | 0 | 0 | 1449.8267 | 0 | 0 | 0 | 5515.4427 | 282 | 2 | Fall
2018-10-09 03:00 | 458.7366 | 150.9898 | 77.6273 | 421.4374 | 858.4757 | 0 | 41.2143 | 269.1087 | 267.6611 | 158.4095 | 1409.3309 | 0 | 0.15065 | 0.0059158 | 0 | 0.056035 | 0 | 0 | 1473.7277 | 0 | 0 | 0 | 5586.9315 | 282 | 3 | Fall
2018-10-09 04:00 | 515.8613 | 141.1431 | 77.8735 | 481.0933 | 875.7836 | 0 | 49.7741 | 296.1795 | 278.4037 | 186.6992 | 1411.4274 | 0 | 0.084284 | 0.0060237 | 0 | 0.03135 | 0 | 0 | 1543.6054 | 0 | 0 | 0 | 5857.9658 | 282 | 4 | Fall
2018-10-09 05:00 | 571.9762 | 139.3891 | 89.3732 | 722.7574 | 900.9584 | 0 | 69.2816 | 370.3032 | 308.5144 | 233.3931 | 1470.7989 | 0 | 0.36514 | 0.0060454 | 0 | 0.13582 | 0 | 0 | 1714.2605 | 0 | 0 | 0 | 6591.5129 | 282 | 5 | Fall
2018-10-09 06:00 | 626.2654 | 156.3965 | 179.1062 | 1123.3953 | 957.1863 | 0 | 160.1538 | 487.1243 | 362.298 | 305.9561 | 1780.4513 | 0 | 0.92658 | 0.0059929 | 0 | 0.34465 | 0 | 0 | 1674.6179 | 0 | 0 | 0 | 7814.2282 | 282 | 6 | Fall
2018-10-09 07:00 | 643.1387 | 146.7192 | 245.0062 | 1274.0584 | 1028.9574 | 0 | 143.7077 | 594.4363 | 303.4657 | 415.5319 | 2019.3027 | 0 | 1.7025 | 0.0051834 | 0 | 0.63326 | 0 | 0 | 1733.7596 | 0 | 0 | 0 | 8550.4247 | 282 | 7 | Fall
2018-10-09 08:00 | 523.4514 | 133.0781 | 245.9322 | 1273.7217 | 1070.0703 | 0 | 110.2211 | 675.1449 | 373.0294 | 623.9103 | 2261.935 | 0 | 1.8565 | 0.0051219 | 0 | 0.69054 | 0 | 0 | 1816.7321 | 0 | 0 | 0 | 9109.7786 | 282 | 8 | Fall
2018-10-09 09:00 | 385.1235 | 127.5186 | 235.6767 | 1302.349 | 1093.7549 | 0 | 72.1718 | 753.9865 | 427.8536 | 717.8384 | 2474.5644 | 0 | 1.7002 | 0.0057733 | 0 | 0.6324 | 0 | 0 | 1863.3852 | 0 | 0 | 0 | 9456.5611 | 282 | 9 | Fall
2018-10-09 10:00 | 270.6911 | 127.0955 | 220.6234 | 1287.651 | 1094.0435 | 0 | 43.1728 | 847.8734 | 455.0172 | 765.34 | 2638.6234 | 0 | 1.9008 | 0.0050119 | 0 | 0.70702 | 0 | 0 | 1831.899 | 0 | 0 | 0 | 9584.6431 | 282 | 10 | Fall
2018-10-09 11:00 | 189.1645 | 174.2919 | 204.2441 | 1285.0438 | 1096.5659 | 0 | 26.9916 | 953.8162 | 462.3411 | 790.618 | 2689.9497 | 0 | 2.3322 | 0.0056401 | 0 | 0.8675 | 0 | 0 | 1851.4955 | 0 | 0 | 0 | 9727.7277 | 282 | 11 | Fall
2018-10-09 12:00 | 132.8126 | 237.5118 | 194.7421 | 1271.9462 | 1103.2782 | 0 | 18.876 | 1002.7467 | 458.7746 | 777.9953 | 2668.8794 | 0 | 2.6658 | 0.0050691 | 0 | 0.99157 | 0 | 0 | 1865.1334 | 0 | 0 | 0 | 9736.3587 | 282 | 12 | Fall
2018-10-09 13:00 | 83.4229 | 315.7574 | 189.1117 | 1147.9569 | 1072.7392 | 0 | 16.6547 | 1011.8773 | 445.1313 | 747.5705 | 2591.4688 | 0 | 2.6746 | 0.0056575 | 0 | 0.99482 | 0 | 0 | 1847.9847 | 0 | 0 | 0 | 9473.3503 | 282 | 13 | Fall
2018-10-09 14:00 | 52.2271 | 398.0591 | 191.138 | 1095.932 | 1060.6648 | 0 | 15.5186 | 991.739 | 418.8248 | 708.4405 | 2459.3874 | 0 | 2.9737 | 0.005604 | 0 | 1.1061 | 0 | 0 | 1801.4108 | 0 | 0 | 0 | 9197.4275 | 282 | 14 | Fall
2018-10-09 15:00 | 31.1422 | 482.8229 | 208.9309 | 1168.9397 | 1101.9913 | 0 | 14.9621 | 948.2176 | 385.6986 | 680.3198 | 2331.3537 | 0 | 4.0493 | 0.0056002 | 0 | 1.5062 | 0 | 0 | 1768.6789 | 0 | 0 | 0 | 9128.6187 | 282 | 15 | Fall
2018-10-09 16:00 | 30.8869 | 524.8477 | 251.1773 | 1346.9185 | 1180.4301 | 0 | 15.9472 | 854.7563 | 353.0903 | 547.6581 | 2232.2851 | 0 | 5.3514 | 0.0057203 | 0 | 1.9905 | 0 | 0 | 1716.4873 | 0 | 0 | 0 | 9061.8323 | 282 | 16 | Fall
2018-10-09 17:00 | 38.8453 | 527.9182 | 335.3252 | 1521.2355 | 1278.1252 | 0 | 21.1221 | 729.4544 | 320.7475 | 527.1021 | 2151.4078 | 0 | 6.5367 | 0.0058333 | 0 | 2.4314 | 0 | 0 | 1679.8687 | 0 | 0 | 0 | 9140.1257 | 282 | 17 | Fall
2018-10-09 18:00 | 42.9333 | 458.7902 | 468.1477 | 1595.4095 | 1302.2533 | 0 | 28.1864 | 611.7002 | 374.9536 | 507.8418 | 1943.3843 | 0 | 5.1906 | 0.0059609 | 0 | 1.9307 | 0 | 0 | 1723.9475 | 0 | 0 | 0 | 9064.675 | 282 | 18 | Fall
2018-10-09 19:00 | 53.3286 | 380.9547 | 633.3592 | 1565.7452 | 1265.8717 | 0 | 33.8531 | 508.0248 | 434.12 | 471.2957 | 1848.5741 | 0 | 2.8143 | 0.0060328 | 0 | 1.0468 | 0 | 0 | 1730.0811 | 0 | 0 | 0 | 8929.0754 | 282 | 19 | Fall
2018-10-09 20:00 | 70.4981 | 318.2994 | 745.6793 | 1513.5637 | 1212.7072 | 0 | 36.7231 | 424.4285 | 416.4657 | 388.2787 | 1750.6585 | 0 | 2.1514 | 0.0061039 | 0 | 0.80022 | 0 | 0 | 1705.9949 | 0 | 0 | 0 | 8586.2548 | 282 | 20 | Fall
2018-10-09 21:00 | 90.1819 | 275.8632 | 663.541 | 1430.0228 | 1148.2212 | 0 | 18.8242 | 374.0067 | 384.8617 | 309.7492 | 1662.7357 | 0 | 1.5912 | 0.0060889 | 0 | 0.59186 | 0 | 0 | 1645.9337 | 0 | 0 | 0 | 8006.1304 | 282 | 21 | Fall
2018-10-09 22:00 | 125.1788 | 225.0959 | 328.5262 | 1154.419 | 992.0528 | 0 | 19.5144 | 344.0498 | 331.3201 | 256.5258 | 1607.0486 | 0 | 1.0317 | 0.0059608 | 0 | 0.38375 | 0 | 0 | 1584.7777 | 0 | 0 | 0 | 6969.9306 | 282 | 22 | Fall
2018-10-09 23:00 | 163.6375 | 197.8415 | 135.1946 | 877.479 | 908.9245 | 0 | 21.8052 | 323.9353 | 297.0778 | 221.05 | 1570.8808 | 0 | 0.74927 | 0.0059854 | 0 | 0.2787 | 0 | 0 | 1579.5536 | 0 | 0 | 0 | 6298.4138 | 282 | 23 | Fall
2018-10-10 | 195.2262 | 183.1954 | 86.0358 | 622.0453 | 879.9462 | 0 | 22.4071 | 279.0052 | 279.5629 | 184.206 | 1506.0013 | 0 | 0.41064 | 0.0058696 | 0 | 0.15274 | 0 | 0 | 1545.4379 | 0 | 0 | 0 | 5783.6386 | 283 | 0 | Fall
2018-10-10 01:00 | 219.2005 | 174.5653 | 79.1918 | 501.5476 | 864.7389 | 0 | 19.6908 | 258.6214 | 269.5307 | 163.7212 | 1478.1194 | 0 | 0.26225 | 0.0058267 | 0 | 0.097546 | 0 | 0 | 1541.0537 | 0 | 0 | 0 | 5570.3471 | 283 | 1 | Fall
2018-10-10 02:00 | 257.7403 | 168.6918 | 77.6273 | 424.7691 | 857.9053 | 0 | 22.3528 | 264.394 | 266.5492 | 155.939 | 1447.265 | 0 | 0.12159 | 0.005806 | 0 | 0.045226 | 0 | 0 | 1553.077 | 0 | 0 | 0 | 5496.4835 | 283 | 2 | Fall
2018-10-10 03:00 | 298.5652 | 173.7418 | 77.6273 | 418.3404 | 858.5247 | 0 | 25.5308 | 286.2648 | 267.6032 | 159.3673 | 1413.0391 | 0 | 0.16122 | 0.0058388 | 0 | 0.059966 | 0 | 0 | 1573.6377 | 0 | 0 | 0 | 5552.4694 | 283 | 3 | Fall
2018-10-10 04:00 | 348.78 | 177.1303 | 77.8661 | 484.4404 | 875.7338 | 0 | 33.9129 | 321.2682 | 278.1847 | 187.272 | 1415.1073 | 0 | 0.089718 | 0.0067207 | 0 | 0.033372 | 0 | 0 | 1642.6941 | 0 | 0 | 0 | 5842.5196 | 283 | 4 | Fall
2018-10-10 05:00 | 391.2315 | 174.6934 | 90.2552 | 732.9449 | 901.2191 | 0 | 51.7185 | 405.3157 | 307.9248 | 234.0729 | 1475.7673 | 0 | 0.38202 | 0.0067114 | 0 | 0.1421 | 0 | 0 | 1791.4747 | 0 | 0 | 0 | 6557.1487 | 283 | 5 | Fall
2018-10-10 06:00 | 428.3948 | 181.7639 | 179.7775 | 1085.3253 | 957.6768 | 0 | 131.954 | 536.0487 | 360.6403 | 308.2016 | 1785.7752 | 0 | 0.94834 | 0.0059245 | 0 | 0.35274 | 0 | 0 | 1715.3446 | 0 | 0 | 0 | 7672.2097 | 283 | 6 | Fall
2018-10-10 07:00 | 445.2515 | 189.3576 | 247.4412 | 1235.5537 | 1031.1953 | 0 | 119.9535 | 669.6295 | 300.5433 | 420.3399 | 2023.3511 | 0 | 1.7161 | 0.0058469 | 0 | 0.63832 | 0 | 0 | 1749.5998 | 0 | 0 | 0 | 8434.5766 | 283 | 7 | Fall
2018-10-10 08:00 | 397.3686 | 189.8677 | 243.6757 | 1250.1183 | 1071.8685 | 0 | 97.9606 | 765.1421 | 369.4996 | 625.7455 | 2264.4618 | 0 | 1.8624 | 0.0050689 | 0 | 0.69274 | 0 | 0 | 1822.9287 | 0 | 0 | 0 | 9101.1972 | 283 | 8 | Fall
2018-10-10 09:00 | 322.2453 | 150.503 | 232.9708 | 1265.0275 | 1094.1061 | 0 | 71.8366 | 790.7099 | 426.6044 | 720.2129 | 2475.1843 | 0 | 1.6952 | 0.0057175 | 0 | 0.63054 | 0 | 0 | 1857.9644 | 0 | 0 | 0 | 9409.6966 | 283 | 9 | Fall
2018-10-10 10:00 | 255.7346 | 124.6603 | 220.7187 | 1319.4205 | 1094.3342 | 0 | 48.5607 | 811.8736 | 454.7504 | 769.5419 | 2637.8932 | 0 | 1.8678 | 0.0055405 | 0 | 0.69474 | 0 | 0 | 1800.3753 | 0 | 0 | 0 | 9540.4316 | 283 | 10 | Fall
2018-10-10 11:00 | 191.4144 | 130.5767 | 204.3034 | 1319.1484 | 1096.036 | 0 | 31.5788 | 844.1624 | 462.2977 | 789.5655 | 2687.0461 | 0 | 2.2877 | 0.0055661 | 0 | 0.85091 | 0 | 0 | 1816.0924 | 0 | 0 | 0 | 9575.3659 | 283 | 11 | Fall
2018-10-10 12:00 | 139.2472 | 169.3338 | 195.4794 | 1221.8372 | 1103.0117 | 0 | 21.2792 | 885.7429 | 458.7655 | 778.3081 | 2665.3095 | 0 | 2.6137 | 0.0055081 | 0 | 0.97218 | 0 | 0 | 1828.885 | 0 | 0 | 0 | 9470.7908 | 283 | 12 | Fall
2018-10-10 13:00 | 103.1693 | 224.6683 | 188.655 | 1106.7594 | 1071.6102 | 0 | 17.7862 | 905.611 | 445.1259 | 745.5519 | 2588.0229 | 0 | 2.6494 | 0.0055253 | 0 | 0.98549 | 0 | 0 | 1830.6957 | 0 | 0 | 0 | 9231.2963 | 283 | 13 | Fall
2018-10-10 14:00 | 94.9206 | 304.1556 | 190.6041 | 1079.5483 | 1058.8825 | 0 | 17.6679 | 888.0676 | 418.8259 | 708.5223 | 2455.1169 | 0 | 2.9809 | 0.0054969 | 0 | 1.1088 | 0 | 0 | 1806.0561 | 0 | 0 | 0 | 9026.4631 | 283 | 14 | Fall
2018-10-10 15:00 | 86.1265 | 378.5246 | 211.3861 | 1157.6494 | 1101.1948 | 0 | 18.4159 | 855.9387 | 385.6988 | 679.1068 | 2324.7236 | 0 | 4.0796 | 0.005534 | 0 | 1.5174 | 0 | 0 | 1781.8126 | 0 | 0 | 0 | 8986.1804 | 283 | 15 | Fall
2018-10-10 16:00 | 80.2818 | 404.4639 | 253.0644 | 1287.5756 | 1179.5227 | 0 | 20.3633 | 772.3489 | 353.0911 | 546.6651 | 2227.1223 | 0 | 5.3909 | 0.0055943 | 0 | 2.0052 | 0 | 0 | 1729.0828 | 0 | 0 | 0 | 8860.9836 | 283 | 16 | Fall
2018-10-10 17:00 | 84.1805 | 393.7742 | 339.8689 | 1517.8897 | 1278.6554 | 0 | 22.9215 | 660.2606 | 320.7329 | 527.7012 | 2146.2553 | 0 | 6.6028 | 0.0057378 | 0 | 2.456 | 0 | 0 | 1696.7187 | 0 | 0 | 0 | 8998.0233 | 283 | 17 | Fall
2018-10-10 18:00 | 89.4702 | 345.0048 | 472.0167 | 1588.6127 | 1301.1599 | 0 | 29.6552 | 566.9248 | 389.8014 | 504.5635 | 1940.5028 | 0 | 5.1439 | 0.0058181 | 0 | 1.9133 | 0 | 0 | 1708.1682 | 0 | 0 | 0 | 8942.9432 | 283 | 18 | Fall
2018-10-10 19:00 | 94.399 | 311.382 | 639.5098 | 1541.7891 | 1266.7227 | 0 | 33.0039 | 482.6579 | 434.1447 | 472.7088 | 1848.2312 | 0 | 2.768 | 0.0058568 | 0 | 1.0296 | 0 | 0 | 1701.4569 | 0 | 0 | 0 | 8829.8092 | 283 | 19 | Fall
2018-10-10 20:00 | 114.161 | 273.2256 | 751.3552 | 1462.601 | 1213.5033 | 0 | 35.1918 | 413.3618 | 417.1344 | 389.1804 | 1751.6789 | 0 | 2.0907 | 0.0058292 | 0 | 0.77766 | 0 | 0 | 1658.8992 | 0 | 0 | 0 | 8483.1669 | 283 | 20 | Fall
2018-10-10 21:00 | 152.8587 | 232.5792 | 661.3653 | 1410.6122 | 1146.8678 | 0 | 16.8713 | 365.4487 | 387.699 | 310.3223 | 1664.9398 | 0 | 1.5537 | 0.005867 | 0 | 0.57792 | 0 | 0 | 1607.1605 | 0 | 0 | 0 | 7958.8624 | 283 | 21 | Fall
2018-10-10 22:00 | 204.107 | 187.4328 | 329.8584 | 1220.5937 | 991.4126 | 0 | 17.6641 | 336.9219 | 335.0447 | 257.8937 | 1608.5537 | 0 | 1.0082 | 0.0057035 | 0 | 0.37501 | 0 | 0 | 1548.3468 | 0 | 0 | 0 | 7039.2184 | 283 | 22 | Fall
2018-10-10 23:00 | 249.4335 | 158.1545 | 136.4598 | 896.6125 | 908.8142 | 0 | 21.7074 | 318.0475 | 299.0849 | 220.1771 | 1571.5875 | 0 | 0.73902 | 0.0057099 | 0 | 0.27488 | 0 | 0 | 1558.2823 | 0 | 0 | 0 | 6339.3807 | 283 | 23 | Fall
2018-10-11 | 292.1735 | 143.8865 | 86.5313 | 629.2768 | 879.9829 | 0 | 25.3868 | 273.4167 | 280.4149 | 185.1181 | 1504.9675 | 0 | 0.40446 | 0.0055875 | 0 | 0.15044 | 0 | 0 | 1521.5388 | 0 | 0 | 0 | 5823.2542 | 284 | 0 | Fall
2018-10-11 01:00 | 330.1771 | 136.2081 | 79.1955 | 481.1376 | 864.6249 | 0 | 28.2537 | 254.0914 | 269.4249 | 163.7429 | 1473.6582 | 0 | 0.25872 | 0.0062218 | 0 | 0.096233 | 0 | 0 | 1521.9696 | 0 | 0 | 0 | 5602.845 | 284 | 1 | Fall
2018-10-11 02:00 | 405.8716 | 133.3401 | 77.6273 | 424.9517 | 857.7836 | 0 | 32.7612 | 255.5662 | 266.4829 | 156.4466 | 1441.8265 | 0 | 0.11931 | 0.0055371 | 0 | 0.044379 | 0 | 0 | 1522.9035 | 0 | 0 | 0 | 5575.7304 | 284 | 2 | Fall
2018-10-11 03:00 | 479.1677 | 149.6525 | 77.6273 | 412.6845 | 858.4919 | 0 | 40.1336 | 271.8595 | 267.659 | 159.074 | 1406.1974 | 0 | 0.15594 | 0.0062172 | 0 | 0.058004 | 0 | 0 | 1525.1527 | 0 | 0 | 0 | 5647.9202 | 284 | 3 | Fall
2018-10-11 04:00 | 530.4072 | 140.4813 | 77.8604 | 476.5903 | 875.6993 | 0 | 47.5479 | 300.0293 | 278.3421 | 186.5452 | 1407.3925 | 0 | 0.086798 | 0.006383 | 0 | 0.032285 | 0 | 0 | 1586.3512 | 0 | 0 | 0 | 5907.3721 | 284 | 4 | Fall
2018-10-11 05:00 | 588.702 | 131.9717 | 89.3907 | 719.2159 | 900.8119 | 0 | 66.9408 | 372.155 | 308.3715 | 234.351 | 1467.7547 | 0 | 0.37144 | 0.0064179 | 0 | 0.13816 | 0 | 0 | 1741.4619 | 0 | 0 | 0 | 6621.643 | 284 | 5 | Fall
2018-10-11 06:00 | 654.0148 | 139.7563 | 177.6524 | 1078.1744 | 956.7251 | 0 | 172.833 | 481.7139 | 362.1024 | 308.5515 | 1778.674 | 0 | 0.9232 | 0.0056798 | 0 | 0.34339 | 0 | 0 | 1670.0391 | 0 | 0 | 0 | 7781.5092 | 284 | 6 | Fall
2018-10-11 07:00 | 680.7516 | 145.2916 | 243.5959 | 1252.1115 | 1029.5596 | 0 | 159.3454 | 585.3064 | 304.1013 | 418.3078 | 2016.6886 | 0 | 1.6814 | 0.0056753 | 0 | 0.6254 | 0 | 0 | 1714.0546 | 0 | 0 | 0 | 8551.4267 | 284 | 7 | Fall
2018-10-11 08:00 | 587.5207 | 126.4835 | 243.1898 | 1225.8215 | 1070.65 | 0 | 122.6248 | 662.1848 | 372.73 | 624.9795 | 2256.4833 | 0 | 1.832 | 0.0049855 | 0 | 0.68144 | 0 | 0 | 1793.2169 | 0 | 0 | 0 | 9088.4032 | 284 | 8 | Fall
2018-10-11 09:00 | 483.5706 | 113.9319 | 234.4772 | 1267.9313 | 1092.5357 | 0 | 85.8944 | 729.2315 | 427.6349 | 720.5141 | 2463.3942 | 0 | 1.6779 | 0.0057002 | 0 | 0.62409 | 0 | 0 | 1838.989 | 0 | 0 | 0 | 9460.4123 | 284 | 9 | Fall
2018-10-11 10:00 | 377.9174 | 106.6176 | 221.7226 | 1307.0785 | 1094.0138 | 0 | 54.719 | 791.4668 | 454.9038 | 770.4481 | 2618.467 | 0 | 1.867 | 0.0049034 | 0 | 0.69443 | 0 | 0 | 1799.6339 | 0 | 0 | 0 | 9599.5547 | 284 | 10 | Fall
2018-10-11 11:00 | 275.1878 | 128.1762 | 205.6433 | 1291.9743 | 1096.4774 | 0 | 30.6582 | 849.2833 | 462.3097 | 790.162 | 2658.9508 | 0 | 2.2779 | 0.0055669 | 0 | 0.84727 | 0 | 0 | 1808.4168 | 0 | 0 | 0 | 9600.3704 | 284 | 11 | Fall
2018-10-11 12:00 | 218.4137 | 172.2288 | 197.4851 | 1265.1858 | 1103.2882 | 0 | 20.4568 | 887.947 | 458.7695 | 780.0732 | 2631.5844 | 0 | 2.5919 | 0.0055115 | 0 | 0.96408 | 0 | 0 | 1813.4227 | 0 | 0 | 0 | 9552.4167 | 284 | 12 | Fall
2018-10-11 13:00 | 160.3815 | 233.4178 | 189.0593 | 1160.763 | 1071.4481 | 0 | 17.7129 | 916.7985 | 445.1295 | 746.7458 | 2553.3824 | 0 | 2.6242 | 0.0054647 | 0 | 0.97609 | 0 | 0 | 1813.0386 | 0 | 0 | 0 | 9311.4832 | 284 | 13 | Fall
2018-10-11 14:00 | 125.3144 | 328.6255 | 190.9077 | 1090.0374 | 1059.1652 | 0 | 14.6635 | 929.6585 | 418.8265 | 707.8093 | 2425.6575 | 0 | 2.9477 | 0.0054409 | 0 | 1.0964 | 0 | 0 | 1785.7389 | 0 | 0 | 0 | 9080.454 | 284 | 14 | Fall
2018-10-11 15:00 | 99.169 | 439.4063 | 209.379 | 1146.0352 | 1099.7157 | 0 | 13.618 | 909.8715 | 385.699 | 683.0482 | 2306.359 | 0 | 4.04 | 0.0055408 | 0 | 1.5027 | 0 | 0 | 1764.6609 | 0 | 0 | 0 | 9062.51 | 284 | 15 | Fall
2018-10-11 16:00 | 83.2641 | 512.4586 | 252.1557 | 1324.3189 | 1179.2248 | 0 | 12.8037 | 844.7332 | 353.0904 | 545.8973 | 2219.7454 | 0 | 5.3202 | 0.0056214 | 0 | 1.9789 | 0 | 0 | 1706.5327 | 0 | 0 | 0 | 9041.5294 | 284 | 16 | Fall
2018-10-11 17:00 | 78.9035 | 520.1832 | 339.1361 | 1547.3959 | 1277.7214 | 0 | 13.774 | 725.5203 | 320.7338 | 529.0464 | 2148.7873 | 0 | 6.5012 | 0.0057855 | 0 | 2.4182 | 0 | 0 | 1670.9252 | 0 | 0 | 0 | 9181.0522 | 284 | 17 | Fall
2018-10-11 18:00 | 88.0439 | 429.4336 | 474.8168 | 1614.0712 | 1301.5754 | 0 | 23.3085 | 594.1072 | 393.6095 | 505.7874 | 1950.4086 | 0 | 5.1636 | 0.0059967 | 0 | 1.9206 | 0 | 0 | 1715.0932 | 0 | 0 | 0 | 9097.3455 | 284 | 18 | Fall
2018-10-11 19:00 | 105.4149 | 339.3594 | 637.6386 | 1559.7179 | 1265.7915 | 0 | 32.9379 | 484.4026 | 434.1247 | 472.3892 | 1862.8223 | 0 | 2.7931 | 0.0060278 | 0 | 1.0389 | 0 | 0 | 1717.5813 | 0 | 0 | 0 | 8916.0184 | 284 | 19 | Fall
2018-10-11 20:00 | 127.2717 | 277.266 | 752.26 | 1462.462 | 1212.4956 | 0 | 36.88 | 412.69 | 416.492 | 390.1618 | 1767.7062 | 0 | 2.1161 | 0.0060023 | 0 | 0.78712 | 0 | 0 | 1679.1908 | 0 | 0 | 0 | 8537.7855 | 284 | 20 | Fall
2018-10-11 21:00 | 159.417 | 229.8486 | 664.4426 | 1387.4658 | 1146.9297 | 0 | 19.9188 | 368.2417 | 384.9438 | 310.8583 | 1678.4158 | 0 | 1.593 | 0.0061286 | 0 | 0.59252 | 0 | 0 | 1647.8631 | 0 | 0 | 0 | 8000.5368 | 284 | 21 | Fall
2018-10-11 22:00 | 201.6541 | 183.4019 | 330.6464 | 1236.9774 | 991.4838 | 0 | 19.6157 | 338.5692 | 331.5038 | 256.4342 | 1615.807 | 0 | 1.041 | 0.0060915 | 0 | 0.3872 | 0 | 0 | 1599.0015 | 0 | 0 | 0 | 7106.5293 | 284 | 22 | Fall
2018-10-11 23:00 | 236.1938 | 156.398 | 135.7173 | 882.281 | 908.4786 | 0 | 22.2607 | 321.3922 | 297.3998 | 220.9844 | 1570.3319 | 0 | 0.75537 | 0.0059565 | 0 | 0.28097 | 0 | 0 | 1591.9867 | 0 | 0 | 0 | 6344.4666 | 284 | 23 | Fall
2018-10-12 | 270.4094 | 140.9836 | 86.2142 | 638.0333 | 879.8028 | 0 | 23.8373 | 275.8077 | 280.017 | 186.0973 | 1499.5401 | 0 | 0.42274 | 0.0060708 | 0 | 0.15724 | 0 | 0 | 1590.7346 | 0 | 0 | 0 | 5872.0633 | 285 | 0 | Fall
2018-10-12 01:00 | 305.0813 | 145.6519 | 79.1596 | 490.7707 | 864.685 | 0 | 22.2425 | 255.2109 | 269.2644 | 163.501 | 1478.6727 | 0 | 0.27385 | 0.0061935 | 0 | 0.10186 | 0 | 0 | 1612.2895 | 0 | 0 | 0 | 5686.9114 | 285 | 1 | Fall
2018-10-12 02:00 | 369.1378 | 153.4965 | 77.6273 | 416.2968 | 857.8946 | 0 | 26.9831 | 259.772 | 266.4136 | 157.2457 | 1445.5497 | 0 | 0.12617 | 0.0061066 | 0 | 0.046931 | 0 | 0 | 1610.0598 | 0 | 0 | 0 | 5640.656 | 285 | 2 | Fall
2018-10-12 03:00 | 431.384 | 150.9811 | 77.6273 | 413.0995 | 858.4642 | 0 | 34.1292 | 276.5984 | 267.6611 | 159.2913 | 1409.3309 | 0 | 0.16539 | 0.0059497 | 0 | 0.061518 | 0 | 0 | 1619.0799 | 0 | 0 | 0 | 5697.8798 | 285 | 3 | Fall
2018-10-12 04:00 | 498.3746 | 144.0214 | 77.8756 | 481.8165 | 875.8213 | 0 | 44.7454 | 306.4059 | 278.4037 | 186.7237 | 1411.4274 | 0 | 0.091961 | 0.0068674 | 0 | 0.034206 | 0 | 0 | 1683.5538 | 0 | 0 | 0 | 5989.3025 | 285 | 4 | Fall
2018-10-12 05:00 | 555.4559 | 142.675 | 90.0949 | 706.8146 | 901.2277 | 0 | 63.0024 | 384.8613 | 308.5144 | 234.0663 | 1470.7989 | 0 | 0.38945 | 0.0068768 | 0 | 0.14486 | 0 | 0 | 1828.3489 | 0 | 0 | 0 | 6686.4015 | 285 | 5 | Fall
2018-10-12 06:00 | 601.8312 | 143.8093 | 181.8712 | 1093.6753 | 958.8977 | 0 | 158.752 | 509.6121 | 362.298 | 307.9131 | 1780.4513 | 0 | 0.95753 | 0.005913 | 0 | 0.35616 | 0 | 0 | 1731.8339 | 0 | 0 | 0 | 7832.2649 | 285 | 6 | Fall
2018-10-12 07:00 | 609.9706 | 143.5883 | 247.4143 | 1286.54 | 1030.9858 | 0 | 140.5789 | 625.2379 | 305.2362 | 419.4331 | 2019.3027 | 0 | 1.7385 | 0.0058875 | 0 | 0.64663 | 0 | 0 | 1772.0615 | 0 | 0 | 0 | 8602.7403 | 285 | 7 | Fall
2018-10-12 08:00 | 520.7264 | 127.7124 | 245.6892 | 1250.1232 | 1069.8179 | 0 | 103.2871 | 714.9799 | 373.0294 | 627.0193 | 2261.935 | 0 | 1.889 | 0.0058 | 0 | 0.70263 | 0 | 0 | 1849.084 | 0 | 0 | 0 | 9146.0013 | 285 | 8 | Fall
2018-10-12 09:00 | 389.5185 | 125.3775 | 237.0851 | 1284.7238 | 1094.2558 | 0 | 58.6429 | 807.1333 | 427.8536 | 724.02 | 2474.5644 | 0 | 1.7312 | 0.0056947 | 0 | 0.64393 | 0 | 0 | 1896.9833 | 0 | 0 | 0 | 9522.5391 | 285 | 9 | Fall
2018-10-12 10:00 | 273.3488 | 152.7061 | 221.7444 | 1301.3029 | 1093.7276 | 0 | 31.5362 | 912.0407 | 455.0172 | 772.0309 | 2638.6234 | 0 | 1.9375 | 0.0056396 | 0 | 0.72067 | 0 | 0 | 1867.6002 | 0 | 0 | 0 | 9722.3421 | 285 | 10 | Fall
2018-10-12 11:00 | 200.0515 | 206.0214 | 205.433 | 1276.083 | 1095.692 | 0 | 19.1174 | 1007.5248 | 462.3411 | 796.8777 | 2689.9497 | 0 | 2.3462 | 0.0056357 | 0 | 0.87269 | 0 | 0 | 1862.6525 | 0 | 0 | 0 | 9824.9688 | 285 | 11 | Fall
2018-10-12 12:00 | 154.4996 | 284.2506 | 196.6092 | 1192.4699 | 1103.2882 | 0 | 13.0967 | 1055.3636 | 458.7746 | 785.1076 | 2668.8794 | 0 | 2.7253 | 0.0053989 | 0 | 1.0137 | 0 | 0 | 1906.582 | 0 | 0 | 0 | 9822.6659 | 285 | 12 | Fall
2018-10-12 13:00 | 106.7771 | 385.9357 | 188.38 | 1119.4545 | 1071.5321 | 0 | 11.0315 | 1060.7378 | 445.1313 | 751.9798 | 2591.4688 | 0 | 2.6975 | 0.0056044 | 0 | 1.0034 | 0 | 0 | 1863.8642 | 0 | 0 | 0 | 9599.9992 | 285 | 13 | Fall
2018-10-12 14:00 | 75.9672 | 508.1663 | 190.713 | 1115.0472 | 1058.9682 | 0 | 9.3766 | 1033.0788 | 418.8248 | 716.6339 | 2459.3874 | 0 | 3.0248 | 0.0055658 | 0 | 1.1251 | 0 | 0 | 1832.4093 | 0 | 0 | 0 | 9422.7282 | 285 | 14 | Fall
2018-10-12 15:00 | 60.946 | 596.9583 | 208.3608 | 1153.7223 | 1099.397 | 0 | 8.7241 | 967.0014 | 385.6986 | 684.4993 | 2331.3537 | 0 | 4.1174 | 0.0056083 | 0 | 1.5315 | 0 | 0 | 1798.5315 | 0 | 0 | 0 | 9300.8475 | 285 | 15 | Fall
2018-10-12 16:00 | 49.2705 | 638.1805 | 249.633 | 1329.0828 | 1178.9057 | 0 | 8.3995 | 870.6213 | 353.0903 | 550.9231 | 2232.2851 | 0 | 5.3967 | 0.0055928 | 0 | 2.0074 | 0 | 0 | 1731.0589 | 0 | 0 | 0 | 9198.8604 | 285 | 16 | Fall
2018-10-12 17:00 | 44.4706 | 607.1141 | 337.6195 | 1506.7272 | 1277.5945 | 0 | 9.7611 | 742.721 | 320.7475 | 532.2369 | 2151.4078 | 0 | 6.6215 | 0.0056915 | 0 | 2.4629 | 0 | 0 | 1701.6445 | 0 | 0 | 0 | 9241.1349 | 285 | 17 | Fall
2018-10-12 18:00 | 54.1545 | 476.8127 | 470.6533 | 1577.3683 | 1298.7723 | 0 | 15.9258 | 607.7222 | 393.7 | 513.6869 | 1943.3843 | 0 | 5.1542 | 0.0056996 | 0 | 1.9171 | 0 | 0 | 1711.6591 | 0 | 0 | 0 | 9070.9165 | 285 | 18 | Fall
2018-10-12 19:00 | 81.7019 | 380.0153 | 632.4128 | 1550.78 | 1262.5024 | 0 | 25.1738 | 489.929 | 434.12 | 474.4535 | 1848.5741 | 0 | 2.7822 | 0.0058249 | 0 | 1.0349 | 0 | 0 | 1710.5083 | 0 | 0 | 0 | 8893.9939 | 285 | 19 | Fall
2018-10-12 20:00 | 106.287 | 322.3219 | 745.6913 | 1507.1492 | 1210.1288 | 0 | 29.1529 | 408.9541 | 416.4657 | 393.4964 | 1750.6585 | 0 | 2.1007 | 0.0057678 | 0 | 0.78138 | 0 | 0 | 1666.8038 | 0 | 0 | 0 | 8559.9974 | 285 | 20 | Fall
2018-10-12 21:00 | 131.7734 | 257.8192 | 666.1974 | 1410.7207 | 1147.7296 | 0 | 17.8288 | 355.1555 | 384.8617 | 315.0008 | 1662.7357 | 0 | 1.5674 | 0.0057583 | 0 | 0.583 | 0 | 0 | 1622.0016 | 0 | 0 | 0 | 7973.9806 | 285 | 21 | Fall
2018-10-12 22:00 | 171.1394 | 199.0858 | 330.2447 | 1194.8185 | 991.2546 | 0 | 18.6612 | 323.8662 | 331.3201 | 258.6304 | 1607.0486 | 0 | 1.0158 | 0.0056613 | 0 | 0.37783 | 0 | 0 | 1560.5435 | 0 | 0 | 0 | 6988.0122 | 285 | 22 | Fall
2018-10-12 23:00 | 209.5465 | 160.8118 | 135.5604 | 890.0966 | 908.8187 | 0 | 22.4818 | 304.2953 | 297.0778 | 223.5469 | 1570.8808 | 0 | 0.7323 | 0.0055285 | 0 | 0.27238 | 0 | 0 | 1543.4166 | 0 | 0 | 0 | 6267.5435 | 285 | 23 | Fall
2018-10-13 | 240.8678 | 145.2032 | 86.7286 | 577.0638 | 880.3921 | 0 | 23.4168 | 265.4679 | 279.5629 | 187.2017 | 1506.0013 | 0 | 0.39586 | 0.0060857 | 0 | 0.14724 | 0 | 0 | 1489.4869 | 0 | 0 | 0 | 5681.9423 | 286 | 0 | Fall
2018-10-13 01:00 | 271.563 | 130.676 | 79.3066 | 465.7213 | 864.8464 | 0 | 22.367 | 273.3979 | 255.9752 | 157.0793 | 1557.1641 | 0 | 0.25246 | 0.0060652 | 0 | 0.093904 | 0 | 0 | 1485.5108 | 0 | 0 | 0 | 5563.9601 | 286 | 1 | Fall
2018-10-13 02:00 | 328.7575 | 120.5711 | 77.3015 | 408.9148 | 857.8642 | 0 | 25.2206 | 268.5694 | 250.1968 | 158.6224 | 1530.9542 | 0 | 0.1169 | 0.0054608 | 0 | 0.043484 | 0 | 0 | 1490.1831 | 0 | 0 | 0 | 5517.3214 | 286 | 2 | Fall
2018-10-13 03:00 | 381.6553 | 120.8584 | 77.3015 | 402.914 | 858.4922 | 0 | 29.1299 | 275.6322 | 248.3003 | 173.7043 | 1497.1429 | 0 | 0.15413 | 0.0054985 | 0 | 0.057329 | 0 | 0 | 1503.9449 | 0 | 0 | 0 | 5569.2928 | 286 | 3 | Fall
2018-10-13 04:00 | 441.1615 | 126.4627 | 77.7997 | 426.0666 | 874.9965 | 0 | 35.6243 | 290.4375 | 250.4716 | 187.2596 | 1449.9068 | 0 | 0.085514 | 0.006386 | 0 | 0.031808 | 0 | 0 | 1566.115 | 0 | 0 | 0 | 5726.4255 | 286 | 4 | Fall
2018-10-13 05:00 | 497.1923 | 124.5799 | 84.6736 | 518.4883 | 896.1463 | 0 | 56.593 | 316.2359 | 255.7728 | 214.5279 | 1396.508 | 0 | 0.35836 | 0.0063003 | 0 | 0.1333 | 0 | 0 | 1680.8431 | 0 | 0 | 0 | 6042.0591 | 286 | 5 | Fall
2018-10-13 06:00 | 545.9998 | 127.2455 | 125.0729 | 764.3446 | 927.6943 | 0 | 144.3992 | 385.4115 | 271.7089 | 263.3457 | 1505.2127 | 0 | 0.89853 | 0.0055824 | 0 | 0.33422 | 0 | 0 | 1624.9692 | 0 | 0 | 0 | 6686.6427 | 286 | 6 | Fall
2018-10-13 07:00 | 553.6418 | 129.5281 | 196.4097 | 1118.9037 | 992.9726 | 0 | 122.845 | 430.4344 | 168.8505 | 300.6908 | 1486.0485 | 0 | 1.6687 | 0.0056458 | 0 | 0.62068 | 0 | 0 | 1700.5402 | 0 | 0 | 0 | 7203.1605 | 286 | 7 | Fall
2018-10-13 08:00 | 456.1953 | 135.0236 | 259.1263 | 1353.3455 | 1079.0499 | 0 | 92.132 | 474.4467 | 189.3831 | 421.0384 | 1459.9881 | 0 | 1.8336 | 0.0056065 | 0 | 0.68201 | 0 | 0 | 1794.2651 | 0 | 0 | 0 | 7716.5151 | 286 | 8 | Fall
2018-10-13 09:00 | 334.6124 | 150.3189 | 288.6747 | 1437.7689 | 1128.4724 | 0 | 61.3974 | 542.8053 | 216.2907 | 475.1991 | 1471.5645 | 0 | 1.6925 | 0.0056217 | 0 | 0.62954 | 0 | 0 | 1854.6946 | 0 | 0 | 0 | 7964.1265 | 286 | 9 | Fall
2018-10-13 10:00 | 243.8015 | 185.3652 | 282.0743 | 1432.626 | 1133.6427 | 0 | 40.737 | 612.7118 | 230.3457 | 509.9622 | 1533.5512 | 0 | 1.8975 | 0.0055716 | 0 | 0.7058 | 0 | 0 | 1828.8696 | 0 | 0 | 0 | 8036.2961 | 286 | 10 | Fall
2018-10-13 11:00 | 171.0007 | 251.2865 | 260.0966 | 1460.0115 | 1136.9694 | 0 | 29.9353 | 678.1895 | 237.352 | 545.2331 | 1574.19 | 0 | 2.3008 | 0.0055253 | 0 | 0.85579 | 0 | 0 | 1826.6318 | 0 | 0 | 0 | 8174.0586 | 286 | 11 | Fall
2018-10-13 12:00 | 115.9158 | 333.1932 | 246.2704 | 1500.8933 | 1143.8788 | 0 | 19.4808 | 731.0086 | 239.1115 | 562.7205 | 1597.9018 | 0 | 2.6223 | 0.005522 | 0 | 0.9754 | 0 | 0 | 1834.4267 | 0 | 0 | 0 | 8328.4047 | 286 | 12 | Fall
2018-10-13 13:00 | 64.4018 | 450.5684 | 239.1934 | 1398.9194 | 1114.9302 | 0 | 12.1139 | 766.1822 | 238.5164 | 576.1553 | 1609.9614 | 0 | 2.6455 | 0.0055451 | 0 | 0.98401 | 0 | 0 | 1827.5469 | 0 | 0 | 0 | 8302.1244 | 286 | 13 | Fall
2018-10-13 14:00 | 31.7242 | 567.9018 | 243.4646 | 1270.6916 | 1100.8713 | 0 | 8.1301 | 773.1252 | 234.9383 | 582.2743 | 1631.1355 | 0 | 2.9561 | 0.0055582 | 0 | 1.0995 | 0 | 0 | 1790.7268 | 0 | 0 | 0 | 8239.045 | 286 | 14 | Fall
2018-10-13 15:00 | 17.414 | 675.4526 | 257.6786 | 1324.7545 | 1143.8802 | 0 | 7.187 | 768.7357 | 229.9111 | 569.022 | 1678.883 | 0 | 4.0065 | 0.0055282 | 0 | 1.4903 | 0 | 0 | 1749.8759 | 0 | 0 | 0 | 8428.297 | 286 | 15 | Fall
2018-10-13 16:00 | 22.1021 | 706.1238 | 292.8574 | 1441.9933 | 1220.47 | 0 | 9.3241 | 724.8706 | 225.8078 | 480.9888 | 1741.6208 | 0 | 5.2522 | 0.0056311 | 0 | 1.9536 | 0 | 0 | 1684.4544 | 0 | 0 | 0 | 8557.8246 | 286 | 16 | Fall
2018-10-13 17:00 | 31.8183 | 668.1446 | 368.7398 | 1613.9516 | 1313.3086 | 0 | 13.0545 | 634.4244 | 223.5492 | 464.8982 | 1803.5482 | 0 | 6.3824 | 0.0057521 | 0 | 2.374 | 0 | 0 | 1639.8822 | 0 | 0 | 0 | 8784.0817 | 286 | 17 | Fall
2018-10-13 18:00 | 43.2185 | 514.1641 | 496.7841 | 1622.8592 | 1324.8635 | 0 | 20.3624 | 525.9391 | 322.6054 | 439.847 | 1709.4431 | 0 | 4.9345 | 0.0058192 | 0 | 1.8354 | 0 | 0 | 1638.6129 | 0 | 0 | 0 | 8665.4751 | 286 | 18 | Fall
2018-10-13 19:00 | 64.6055 | 404.7253 | 667.3593 | 1597.0991 | 1283.844 | 0 | 30.9865 | 455.5687 | 385.5904 | 404.3766 | 1699.4077 | 0 | 2.6576 | 0.0058809 | 0 | 0.98851 | 0 | 0 | 1633.8015 | 0 | 0 | 0 | 8631.0166 | 286 | 19 | Fall
2018-10-13 20:00 | 92.2331 | 329.68 | 782.169 | 1474.5909 | 1226.3365 | 0 | 42.172 | 408.6572 | 382.351 | 352.3881 | 1680.8259 | 0 | 2.0407 | 0.0059296 | 0 | 0.75907 | 0 | 0 | 1619.1302 | 0 | 0 | 0 | 8393.3396 | 286 | 20 | Fall
2018-10-13 21:00 | 135.3862 | 269.6621 | 698.8101 | 1358.7562 | 1159.7418 | 0 | 30.2246 | 353.268 | 359.3392 | 305.5744 | 1637.0345 | 0 | 1.5343 | 0.0059081 | 0 | 0.5707 | 0 | 0 | 1587.0843 | 0 | 0 | 0 | 7896.9923 | 286 | 21 | Fall
2018-10-13 22:00 | 189.7447 | 220.3884 | 360.2914 | 1138.4123 | 1004.2893 | 0 | 33.3713 | 319.5271 | 310.6487 | 244.7438 | 1581.5595 | 0 | 1.0097 | 0.0058701 | 0 | 0.37557 | 0 | 0 | 1551.1542 | 0 | 0 | 0 | 6955.5219 | 286 | 22 | Fall
2018-10-13 23:00 | 247.5533 | 185.3131 | 146.344 | 837.7545 | 916.696 | 0 | 37.4792 | 293.379 | 276.083 | 197.0211 | 1542.7824 | 0 | 0.73339 | 0.0057789 | 0 | 0.27279 | 0 | 0 | 1545.4077 | 0 | 0 | 0 | 6226.8251 | 286 | 23 | Fall
2018-10-14 | 303.1882 | 163.0042 | 89.0043 | 604.2628 | 883.7704 | 0 | 38.7047 | 272.6448 | 262.7998 | 167.5562 | 1547.7876 | 0 | 1.0216 | 0.0078638 | 0 | 0.38 | 0 | 0 | 1143.8388 | 0 | 0 | 0 | 5477.9713 | 287 | 0 | Fall
2018-10-14 01:00 | 358.3113 | 160.7834 | 79.6657 | 477.8216 | 865.8783 | 0 | 30.7717 | 256.2491 | 246.2238 | 158.1454 | 1436.644 | 0 | 0.40567 | 0.0076762 | 0 | 0.15089 | 0 | 0 | 1132.3058 | 0 | 0 | 0 | 5203.3645 | 287 | 1 | Fall
2018-10-14 02:00 | 439.6089 | 173.2692 | 77.3015 | 421.065 | 858.2651 | 0 | 36.8094 | 256.2864 | 241.1178 | 163.7332 | 1430.7921 | 0 | 0.34418 | 0.0083921 | 0 | 0.12802 | 0 | 0 | 1074.1506 | 0 | 0 | 0 | 5172.8798 | 287 | 2 | Fall
2018-10-14 03:00 | 509.4726 | 180.9796 | 77.3015 | 420.0582 | 858.5444 | 0 | 42.4643 | 256.3429 | 237.6324 | 177.3504 | 1387.7021 | 0 | 0.24844 | 0.0083491 | 0 | 0.09241 | 0 | 0 | 1041.5624 | 0 | 0 | 0 | 5189.7602 | 287 | 3 | Fall
2018-10-14 04:00 | 585.6425 | 179.7195 | 77.8082 | 422.1638 | 875.0235 | 0 | 47.7574 | 263.2816 | 242.2733 | 192.5346 | 1354.8697 | 0 | 0.047936 | 0.0083785 | 0 | 0.01783 | 0 | 0 | 1039.8853 | 0 | 0 | 0 | 5281.0335 | 287 | 4 | Fall
2018-10-14 05:00 | 656.9842 | 176.7437 | 84.4137 | 511.5683 | 896.0184 | 0 | 72.2477 | 300.7173 | 251.3872 | 221.6826 | 1320.1457 | 0 | 0.14787 | 0.0081714 | 0 | 0.055003 | 0 | 0 | 1048.7496 | 0 | 0 | 0 | 5540.8694 | 287 | 5 | Fall
2018-10-14 06:00 | 723.9974 | 181.8827 | 124.0204 | 775.9958 | 927.0521 | 0 | 178.5449 | 340.1493 | 264.4863 | 263.121 | 1265.2003 | 0 | 0.30712 | 0.0081902 | 0 | 0.11424 | 0 | 0 | 1028.2693 | 0 | 0 | 0 | 6073.1491 | 287 | 6 | Fall
2018-10-14 07:00 | 735.304 | 183.1611 | 193.9754 | 1091.9234 | 991.8831 | 0 | 150.8537 | 359.9277 | 154.6955 | 293.1458 | 1235.8067 | 0 | 0.55735 | 0.0084711 | 0 | 0.20731 | 0 | 0 | 1058.6146 | 0 | 0 | 0 | 6450.0641 | 287 | 7 | Fall
2018-10-14 08:00 | 605.1925 | 170.0805 | 257.9633 | 1333.0872 | 1078.8393 | 0 | 123.2054 | 379.0011 | 137.9289 | 411.8515 | 1275.7444 | 0 | 1.0061 | 0.0064977 | 0 | 0.37424 | 0 | 0 | 1007.0018 | 0 | 0 | 0 | 6781.2828 | 287 | 8 | Fall
2018-10-14 09:00 | 441.6643 | 147.5546 | 285.4102 | 1476.6168 | 1127.2093 | 0 | 81.0522 | 421.1511 | 158.1587 | 451.7333 | 1293.7131 | 0 | 1.7468 | 0.0064832 | 0 | 0.64974 | 0 | 0 | 988.8748 | 0 | 0 | 0 | 6875.5415 | 287 | 9 | Fall
2018-10-14 10:00 | 304.8312 | 163.5547 | 281.2304 | 1440.7967 | 1134.4768 | 0 | 50.2795 | 465.4073 | 177.2739 | 474.9849 | 1309.5744 | 0 | 2.3125 | 0.0064966 | 0 | 0.86017 | 0 | 0 | 960.8416 | 0 | 0 | 0 | 6766.4307 | 287 | 10 | Fall
2018-10-14 11:00 | 209.0115 | 202.1134 | 260.3091 | 1462.6905 | 1138.0179 | 0 | 33.5874 | 516.6489 | 191.8208 | 502.4235 | 1337.8689 | 0 | 2.9369 | 0.0065111 | 0 | 1.0924 | 0 | 0 | 966.2122 | 0 | 0 | 0 | 6824.7399 | 287 | 11 | Fall
2018-10-14 12:00 | 167.5447 | 273.8321 | 246.5927 | 1432.7345 | 1145.5363 | 0 | 22.6903 | 558.4245 | 200.512 | 525.7829 | 1390.8021 | 0 | 3.7256 | 0.0064846 | 0 | 1.3858 | 0 | 0 | 972.4184 | 0 | 0 | 0 | 6941.9882 | 287 | 12 | Fall
2018-10-14 13:00 | 122.7513 | 388.8671 | 241.4498 | 1324.9611 | 1116.4837 | 0 | 16.7507 | 597.2121 | 204.1428 | 533.2597 | 1432.3599 | 0 | 3.8613 | 0.0065113 | 0 | 1.4362 | 0 | 0 | 981.2899 | 0 | 0 | 0 | 6964.8321 | 287 | 13 | Fall
2018-10-14 14:00 | 97.0212 | 535.1098 | 243.9144 | 1317.3418 | 1101.5903 | 0 | 13.0431 | 618.6932 | 202.0859 | 545.6446 | 1477.5118 | 0 | 3.9693 | 0.0064955 | 0 | 1.4764 | 0 | 0 | 975.4826 | 0 | 0 | 0 | 7132.8911 | 287 | 14 | Fall
2018-10-14 15:00 | 91.7886 | 664.7924 | 259.7599 | 1333.317 | 1145.4229 | 0 | 12.5991 | 615.4208 | 194.6806 | 542.7109 | 1516.5853 | 0 | 4.139 | 0.0065226 | 0 | 1.5395 | 0 | 0 | 950.8756 | 0 | 0 | 0 | 7333.6381 | 287 | 15 | Fall
2018-10-14 16:00 | 94.5335 | 741.7785 | 295.4107 | 1441.4124 | 1221.4272 | 0 | 13.784 | 592.7161 | 185.3981 | 458.2576 | 1545.832 | 0 | 4.6712 | 0.006598 | 0 | 1.7375 | 0 | 0 | 950.8189 | 0 | 0 | 0 | 7547.7843 | 287 | 16 | Fall
2018-10-14 17:00 | 91.9094 | 726.2061 | 371.6013 | 1602.4787 | 1313.5382 | 0 | 14.541 | 527.9483 | 175.184 | 448.3009 | 1571.18 | 0 | 4.3051 | 0.0066451 | 0 | 1.6013 | 0 | 0 | 940.9877 | 0 | 0 | 0 | 7789.7888 | 287 | 17 | Fall
2018-10-14 18:00 | 100.1024 | 577.9217 | 498.525 | 1642.0885 | 1325.0854 | 0 | 21.5929 | 443.1182 | 266.6626 | 428.4576 | 1583.9365 | 0 | 5.1136 | 0.0066561 | 0 | 1.9021 | 0 | 0 | 951.7067 | 0 | 0 | 0 | 7846.2198 | 287 | 18 | Fall
2018-10-14 19:00 | 122.7737 | 453.3321 | 671.4543 | 1547.5444 | 1285.6094 | 0 | 33.3543 | 385.4888 | 315.4817 | 391.7843 | 1561.8899 | 0 | 5.0901 | 0.006759 | 0 | 1.8933 | 0 | 0 | 964.7151 | 0 | 0 | 0 | 7740.4181 | 287 | 19 | Fall
2018-10-14 20:00 | 144.9445 | 380.9065 | 786.798 | 1473.7117 | 1227.1526 | 0 | 45.3261 | 358.1854 | 303.6159 | 347.9123 | 1527.7768 | 0 | 4.1848 | 0.0067869 | 0 | 1.5566 | 0 | 0 | 953.0353 | 0 | 0 | 0 | 7555.1133 | 287 | 20 | Fall
2018-10-14 21:00 | 176.0116 | 329.1737 | 703.2652 | 1369.7436 | 1162.3745 | 0 | 26.9069 | 324.7316 | 292.2346 | 303.0576 | 1478.6656 | 0 | 3.5692 | 0.0068413 | 0 | 1.3276 | 0 | 0 | 977.5333 | 0 | 0 | 0 | 7148.6017 | 287 | 21 | Fall
2018-10-14 22:00 | 216.3524 | 262.6826 | 364.2176 | 1151.4577 | 1006.6513 | 0 | 26.7024 | 308.4298 | 280.3088 | 247.7895 | 1425.497 | 0 | 2.7738 | 0.006765 | 0 | 1.0317 | 0 | 0 | 1011.3211 | 0 | 0 | 0 | 6305.2226 | 287 | 22 | Fall
2018-10-14 23:00 | 267.0647 | 215.4266 | 146.0562 | 816.7048 | 917.0026 | 0 | 31.0826 | 295.4149 | 267.4478 | 200.5482 | 1387.8625 | 0 | 1.8751 | 0.0065863 | 0 | 0.69745 | 0 | 0 | 1073.4136 | 0 | 0 | 0 | 5620.6036 | 287 | 23 | Fall
2018-10-15 | 309.6826 | 198.7893 | 89.0801 | 632.6255 | 884.0124 | 0 | 32.5937 | 266.8933 | 254.282 | 170.1753 | 1415.5104 | 0 | 1.0153 | 0.0078254 | 0 | 0.37765 | 0 | 0 | 1137.0449 | 0 | 0 | 0 | 5392.0903 | 288 | 0 | Fall
2018-10-15 01:00 | 345.1867 | 180.9314 | 79.733 | 484.1896 | 866.0003 | 0 | 27.2436 | 240.3199 | 269.2644 | 167.0193 | 1478.6727 | 0 | 0.40545 | 0.008227 | 0 | 0.15081 | 0 | 0 | 1132.2355 | 0 | 0 | 0 | 5271.3608 | 288 | 1 | Fall
2018-10-15 02:00 | 407.1406 | 163.6809 | 77.6273 | 409.0895 | 858.252 | 0 | 30.9863 | 245.7814 | 266.4136 | 156.9923 | 1445.5497 | 0 | 0.3448 | 0.0083315 | 0 | 0.12825 | 0 | 0 | 1077.042 | 0 | 0 | 0 | 5139.0371 | 288 | 2 | Fall
2018-10-15 03:00 | 464.7927 | 154.4314 | 77.6273 | 412.4937 | 858.5303 | 0 | 37.753 | 260.4849 | 267.6611 | 158.4202 | 1409.3309 | 0 | 0.25206 | 0.0082804 | 0 | 0.093756 | 0 | 0 | 1056.5412 | 0 | 0 | 0 | 5158.4207 | 288 | 3 | Fall
2018-10-15 04:00 | 539.3178 | 143.7285 | 77.8765 | 495.3917 | 875.6571 | 0 | 47.3696 | 288.3307 | 278.4037 | 188.3425 | 1411.4274 | 0 | 0.048213 | 0.0081609 | 0 | 0.017933 | 0 | 0 | 1055.7373 | 0 | 0 | 0 | 5401.6571 | 288 | 4 | Fall
2018-10-15 05:00 | 585.1371 | 140.5198 | 89.8174 | 738.6998 | 900.9477 | 0 | 70.6718 | 358.6561 | 308.5144 | 236.9598 | 1470.7989 | 0 | 0.15022 | 0.0081746 | 0 | 0.055875 | 0 | 0 | 1070.5437 | 0 | 0 | 0 | 5971.4807 | 288 | 5 | Fall
2018-10-15 06:00 | 635.296 | 152.8458 | 179.9839 | 1118.1707 | 957.8192 | 0 | 171.2921 | 466.5618 | 362.298 | 308.8824 | 1780.4513 | 0 | 0.31927 | 0.0083277 | 0 | 0.11876 | 0 | 0 | 1066.6497 | 0 | 0 | 0 | 7200.6974 | 288 | 6 | Fall
2018-10-15 07:00 | 673.2683 | 166.8223 | 249.0432 | 1262.9959 | 1031.3643 | 0 | 160.9592 | 559.5543 | 320.2814 | 420.4322 | 2019.3027 | 0 | 0.55018 | 0.0079315 | 0 | 0.20464 | 0 | 0 | 1043.7915 | 0 | 0 | 0 | 7908.5781 | 288 | 7 | Fall
2018-10-15 08:00 | 608.6354 | 160.8066 | 247.3173 | 1273.8374 | 1071.6265 | 0 | 131.7659 | 620.0352 | 373.0294 | 631.0185 | 2261.935 | 0 | 0.98839 | 0.0066501 | 0 | 0.36764 | 0 | 0 | 989.2329 | 0 | 0 | 0 | 8370.6027 | 288 | 8 | Fall
2018-10-15 09:00 | 508.3527 | 160.5235 | 239.1593 | 1287.6028 | 1094.4397 | 0 | 91.5055 | 688.9832 | 427.8536 | 726.7687 | 2474.5644 | 0 | 1.7117 | 0.0066755 | 0 | 0.63669 | 0 | 0 | 968.9973 | 0 | 0 | 0 | 8671.106 | 288 | 9 | Fall
2018-10-15 10:00 | 423.1314 | 175.8449 | 222.5959 | 1334.327 | 1094.0767 | 0 | 68.7767 | 767.021 | 455.0172 | 776.5453 | 2638.6234 | 0 | 2.3154 | 0.005997 | 0 | 0.86123 | 0 | 0 | 962.0021 | 0 | 0 | 0 | 8921.1442 | 288 | 10 | Fall
2018-10-15 11:00 | 364.3827 | 216.3405 | 205.06 | 1308.6292 | 1095.5431 | 0 | 55.9217 | 830.2125 | 462.3411 | 798.4684 | 2689.9497 | 0 | 2.9371 | 0.0059667 | 0 | 1.0925 | 0 | 0 | 966.2677 | 0 | 0 | 0 | 8997.152 | 288 | 11 | Fall
2018-10-15 12:00 | 330.6113 | 275.2559 | 198.8201 | 1252.8261 | 1104.5469 | 0 | 50.4765 | 865.3758 | 458.7746 | 787.4089 | 2668.8794 | 0 | 3.7173 | 0.005988 | 0 | 1.3827 | 0 | 0 | 970.0762 | 0 | 0 | 0 | 8968.1576 | 288 | 12 | Fall
2018-10-15 13:00 | 299.3584 | 362.4301 | 191.2535 | 1121.9551 | 1073.388 | 0 | 49.7797 | 888.0293 | 445.1313 | 752.1119 | 2591.4688 | 0 | 3.8649 | 0.0067741 | 0 | 1.4376 | 0 | 0 | 982.1017 | 0 | 0 | 0 | 8762.3171 | 288 | 13 | Fall
2018-10-15 14:00 | 283.6246 | 453.285 | 193.2568 | 1092.8315 | 1060.5538 | 0 | 48.0157 | 880.2237 | 418.8248 | 715.5064 | 2459.3874 | 0 | 3.9731 | 0.006756 | 0 | 1.4778 | 0 | 0 | 976.3901 | 0 | 0 | 0 | 8587.3575 | 288 | 14 | Fall
2018-10-15 15:00 | 241.2192 | 516.049 | 212.6207 | 1152.891 | 1102.8568 | 0 | 38.8129 | 833.2647 | 385.6986 | 687.531 | 2331.3537 | 0 | 4.1592 | 0.0060165 | 0 | 1.5471 | 0 | 0 | 955.5509 | 0 | 0 | 0 | 8463.5608 | 288 | 15 | Fall
2018-10-15 16:00 | 209.2013 | 534.8537 | 253.3983 | 1368.2645 | 1180.8349 | 0 | 31.9081 | 753.2403 | 353.0903 | 550.9314 | 2232.2851 | 0 | 4.6734 | 0.0067316 | 0 | 1.7383 | 0 | 0 | 951.3181 | 0 | 0 | 0 | 8425.7446 | 288 | 16 | Fall
2018-10-15 17:00 | 187.4699 | 495.7492 | 338.2215 | 1553.8872 | 1279.0035 | 0 | 31.5535 | 644.2572 | 320.7475 | 530.7226 | 2151.4078 | 0 | 4.3085 | 0.0067378 | 0 | 1.6026 | 0 | 0 | 941.7445 | 0 | 0 | 0 | 8480.682 | 288 | 17 | Fall
2018-10-15 18:00 | 198.1488 | 387.6682 | 469.737 | 1567.983 | 1300.1979 | 0 | 40.6059 | 538.4478 | 396.6493 | 510.6842 | 1943.3843 | 0 | 5.2209 | 0.006919 | 0 | 1.942 | 0 | 0 | 971.7438 | 0 | 0 | 0 | 8332.4199 | 288 | 18 | Fall
2018-10-15 19:00 | 232.4931 | 326.0675 | 634.1912 | 1554.2009 | 1264.9065 | 0 | 49.0885 | 448.0954 | 434.12 | 474.9168 | 1848.5741 | 0 | 5.1564 | 0.0069768 | 0 | 1.918 | 0 | 0 | 977.3189 | 0 | 0 | 0 | 8251.0542 | 288 | 19 | Fall
2018-10-15 20:00 | 261.017 | 277.4491 | 746.7443 | 1508.886 | 1211.6114 | 0 | 54.9319 | 378.6837 | 416.4657 | 391.7597 | 1750.6585 | 0 | 4.1921 | 0.0062184 | 0 | 1.5593 | 0 | 0 | 954.7018 | 0 | 0 | 0 | 7958.6666 | 288 | 20 | Fall
2018-10-15 21:00 | 297.0046 | 240.0248 | 662.2012 | 1414.3639 | 1146.9138 | 0 | 34.7619 | 335.8015 | 384.8617 | 312.2162 | 1662.7357 | 0 | 3.5178 | 0.0061812 | 0 | 1.3085 | 0 | 0 | 963.5098 | 0 | 0 | 0 | 7459.2276 | 288 | 21 | Fall
2018-10-15 22:00 | 355.4014 | 214.1133 | 328.0812 | 1218.7002 | 990.4416 | 0 | 35.4599 | 311.2751 | 331.3201 | 258.8073 | 1607.0486 | 0 | 2.7091 | 0.0067941 | 0 | 1.0077 | 0 | 0 | 987.7911 | 0 | 0 | 0 | 6642.1633 | 288 | 22 | Fall
2018-10-15 23:00 | 414.1537 | 209.8951 | 135.8793 | 894.1417 | 908.4537 | 0 | 40.5131 | 295.2574 | 297.0778 | 222.6638 | 1570.8808 | 0 | 1.8361 | 0.006508 | 0 | 0.68294 | 0 | 0 | 1050.8356 | 0 | 0 | 0 | 6042.2774 | 288 | 23 | Fall
2018-10-16 | 479.8716 | 211.6558 | 86.4717 | 623.4812 | 880.1847 | 0 | 45.0703 | 260.3457 | 279.5629 | 186.8519 | 1506.0013 | 0 | 0.38295 | 0.0055142 | 0 | 0.14244 | 0 | 0 | 1440.5258 | 0 | 0 | 0 | 6000.5537 | 289 | 0 | Fall
2018-10-16 01:00 | 533.3274 | 203.0006 | 79.2634 | 475.7039 | 864.9107 | 0 | 40.4059 | 246.0411 | 269.2644 | 164.5864 | 1478.6727 | 0 | 0.24791 | 0.0055253 | 0 | 0.092213 | 0 | 0 | 1455.4632 | 0 | 0 | 0 | 5810.9853 | 289 | 1 | Fall
2018-10-16 02:00 | 621.5224 | 197.4623 | 77.6273 | 425.227 | 857.8711 | 0 | 47.4991 | 250.6536 | 266.4136 | 157.3581 | 1445.5497 | 0 | 0.11645 | 0.0055979 | 0 | 0.043313 | 0 | 0 | 1479.9522 | 0 | 0 | 0 | 5827.3018 | 289 | 2 | Fall
2018-10-16 03:00 | 707.7725 | 201.2205 | 77.6273 | 425.1087 | 858.4867 | 0 | 58.9096 | 266.6019 | 267.6611 | 159.3277 | 1409.3309 | 0 | 0.15374 | 0.0055586 | 0 | 0.057184 | 0 | 0 | 1499.9713 | 0 | 0 | 0 | 5932.2347 | 289 | 3 | Fall
2018-10-16 04:00 | 808.0133 | 206.6013 | 77.8722 | 490.931 | 875.7601 | 0 | 76.5571 | 293.584 | 278.4037 | 188.8421 | 1411.4274 | 0 | 0.086429 | 0.0063559 | 0 | 0.032148 | 0 | 0 | 1582.2475 | 0 | 0 | 0 | 6290.3648 | 289 | 4 | Fall
2018-10-16 05:00 | 897.2521 | 214.8908 | 90.1545 | 731.5608 | 901.1807 | 0 | 112.0709 | 359.509 | 308.5144 | 236.3571 | 1470.7989 | 0 | 0.37476 | 0.00642 | 0 | 0.13939 | 0 | 0 | 1756.4384 | 0 | 0 | 0 | 7079.2481 | 289 | 5 | Fall
2018-10-16 06:00 | 965.1521 | 223.2516 | 178.9738 | 1090.1177 | 957.4044 | 0 | 222.7478 | 464.5797 | 362.298 | 309.1649 | 1780.4513 | 0 | 0.93298 | 0.0056603 | 0 | 0.34703 | 0 | 0 | 1686.3797 | 0 | 0 | 0 | 8241.8068 | 289 | 6 | Fall
2018-10-16 07:00 | 991.754 | 225.4654 | 247.3099 | 1298.2404 | 1030.823 | 0 | 208.4789 | 555.3951 | 330.5369 | 421.2688 | 2019.3027 | 0 | 1.6776 | 0.005622 | 0 | 0.62402 | 0 | 0 | 1707.8033 | 0 | 0 | 0 | 9038.6858 | 289 | 7 | Fall
2018-10-16 08:00 | 864.0609 | 219.0551 | 247.3625 | 1296.2872 | 1073.0742 | 0 | 167.446 | 616.8655 | 373.0294 | 630.1987 | 2261.935 | 0 | 1.8486 | 0.0056971 | 0 | 0.68759 | 0 | 0 | 1807.7449 | 0 | 0 | 0 | 9559.6012 | 289 | 8 | Fall
2018-10-16 09:00 | 657.3909 | 203.2371 | 238.0808 | 1285.8355 | 1095.5724 | 0 | 113.0058 | 687.195 | 427.8536 | 729.7726 | 2474.5644 | 0 | 1.6892 | 0.0055412 | 0 | 0.6283 | 0 | 0 | 1850.6135 | 0 | 0 | 0 | 9765.4447 | 289 | 9 | Fall
2018-10-16 10:00 | 481.1026 | 202.8146 | 219.4999 | 1288.2099 | 1093.9008 | 0 | 71.2547 | 765.4217 | 455.0172 | 778.5767 | 2638.6234 | 0 | 1.9056 | 0.0055318 | 0 | 0.70881 | 0 | 0 | 1836.4133 | 0 | 0 | 0 | 9833.4545 | 289 | 10 | Fall
2018-10-16 11:00 | 352.6682 | 209.6533 | 203.8428 | 1311.3639 | 1095.6869 | 0 | 43.7854 | 833.0877 | 462.3411 | 797.7034 | 2689.9497 | 0 | 2.312 | 0.0055239 | 0 | 0.85998 | 0 | 0 | 1835.4175 | 0 | 0 | 0 | 9838.6773 | 289 | 11 | Fall
2018-10-16 12:00 | 261.0583 | 241.7651 | 196.8038 | 1293.2984 | 1104.0933 | 0 | 29.2947 | 867.6633 | 458.7746 | 791.1956 | 2668.8794 | 0 | 2.6601 | 0.0055352 | 0 | 0.98946 | 0 | 0 | 1860.7722 | 0 | 0 | 0 | 9777.2538 | 289 | 12 | Fall
2018-10-16 13:00 | 174.0512 | 287.4001 | 189.2864 | 1191.1239 | 1072.099 | 0 | 23.4676 | 877.3224 | 445.1313 | 752.9371 | 2591.4688 | 0 | 2.694 | 0.0054465 | 0 | 1.002 | 0 | 0 | 1860.8563 | 0 | 0 | 0 | 9468.8455 | 289 | 13 | Fall
2018-10-16 14:00 | 121.4857 | 368.1907 | 192.2475 | 1124.1965 | 1060.175 | 0 | 19.6286 | 862.4605 | 418.8248 | 715.3414 | 2459.3874 | 0 | 3.0424 | 0.0054623 | 0 | 1.1316 | 0 | 0 | 1842.8152 | 0 | 0 | 0 | 9188.9329 | 289 | 14 | Fall
2018-10-16 15:00 | 81.9158 | 428.664 | 210.0256 | 1148.8358 | 1101.2152 | 0 | 17.5611 | 821.8374 | 385.6986 | 689.5974 | 2331.3537 | 0 | 4.1354 | 0.0054486 | 0 | 1.5382 | 0 | 0 | 1805.9032 | 0 | 0 | 0 | 9028.2867 | 289 | 15 | Fall
2018-10-16 16:00 | 66.7148 | 450.2467 | 250.2808 | 1313.9625 | 1178.2541 | 0 | 18.1341 | 749.0753 | 353.0903 | 550.7065 | 2232.2851 | 0 | 5.4397 | 0.0055286 | 0 | 2.0233 | 0 | 0 | 1744.4212 | 0 | 0 | 0 | 8914.64 | 289 | 16 | Fall
2018-10-16 17:00 | 69.6542 | 429.4432 | 336.2916 | 1566.4399 | 1279.0191 | 0 | 22.3501 | 636.2722 | 320.7475 | 531.6084 | 2151.4078 | 0 | 6.6292 | 0.0057045 | 0 | 2.4658 | 0 | 0 | 1703.0348 | 0 | 0 | 0 | 9055.3696 | 289 | 17 | Fall
2018-10-16 18:00 | 99.1974 | 365.0523 | 472.3745 | 1626.2129 | 1303.1005 | 0 | 34.3462 | 531.9212 | 397.3887 | 512.3081 | 1943.3843 | 0 | 5.1685 | 0.0058016 | 0 | 1.9225 | 0 | 0 | 1716.1852 | 0 | 0 | 0 | 9008.5681 | 289 | 18 | Fall
2018-10-16 19:00 | 158.2353 | 345.0405 | 638.3149 | 1542.1714 | 1265.8291 | 0 | 47.1885 | 448.004 | 434.12 | 475.6294 | 1848.5741 | 0 | 2.786 | 0.0058828 | 0 | 1.0363 | 0 | 0 | 1712.5859 | 0 | 0 | 0 | 8919.5213 | 289 | 19 | Fall
2018-10-16 20:00 | 218.3478 | 321.6938 | 756.8707 | 1494.9547 | 1215.1656 | 0 | 53.7858 | 380.0167 | 416.4657 | 392.7367 | 1750.6585 | 0 | 2.1118 | 0.0059552 | 0 | 0.78549 | 0 | 0 | 1674.9536 | 0 | 0 | 0 | 8678.5527 | 289 | 20 | Fall
2018-10-16 21:00 | 285.2198 | 298.722 | 667.2399 | 1415.5208 | 1148.5343 | 0 | 36.4083 | 335.2328 | 384.8617 | 313.6703 | 1662.7357 | 0 | 1.555 | 0.0059386 | 0 | 0.57838 | 0 | 0 | 1608.2128 | 0 | 0 | 0 | 8158.4976 | 289 | 21 | Fall
2018-10-16 22:00 | 358.0145 | 268.6093 | 329.6692 | 1209.5349 | 992.1644 | 0 | 37.2622 | 308.88 | 331.3201 | 259.6201 | 1607.0486 | 0 | 1.0153 | 0.0059736 | 0 | 0.37764 | 0 | 0 | 1559.3514 | 0 | 0 | 0 | 7262.8736 | 289 | 22 | Fall
2018-10-16 23:00 | 425.1912 | 242.9019 | 136.6689 | 898.4824 | 909.2242 | 0 | 41.8049 | 292.4553 | 297.0778 | 222.7631 | 1570.8808 | 0 | 0.73474 | 0.0058087 | 0 | 0.27329 | 0 | 0 | 1548.187 | 0 | 0 | 0 | 6586.6513 | 289 | 23 | Fall
2018-10-17 | 496.9663 | 222.3343 | 86.8717 | 642.8379 | 880.5971 | 0 | 45.1732 | 258.63 | 279.5629 | 185.9709 | 1506.0013 | 0 | 0.40478 | 0.0057135 | 0 | 0.15056 | 0 | 0 | 1523.298 | 0 | 0 | 0 | 6128.8047 | 290 | 0 | Fall
2018-10-17 01:00 | 557.0791 | 219.8104 | 79.2834 | 494.1595 | 865.0148 | 0 | 40.3602 | 245.2532 | 269.5307 | 166.1491 | 1478.1194 | 0 | 0.26032 | 0.0056436 | 0 | 0.09683 | 0 | 0 | 1529.9707 | 0 | 0 | 0 | 5945.0932 | 290 | 1 | Fall
2018-10-17 02:00 | 640.9867 | 223.2405 | 77.6273 | 418.229 | 858.0138 | 0 | 46.2667 | 248.0469 | 266.5492 | 157.4655 | 1447.265 | 0 | 0.1218 | 0.0055922 | 0 | 0.045306 | 0 | 0 | 1548.3313 | 0 | 0 | 0 | 5932.1944 | 290 | 2 | Fall
2018-10-17 03:00 | 696.9558 | 223.1847 | 77.6273 | 425.5631 | 858.5469 | 0 | 54.5675 | 263.2621 | 267.6032 | 160.5714 | 1413.0391 | 0 | 0.16279 | 0.0064794 | 0 | 0.06055 | 0 | 0 | 1591.9745 | 0 | 0 | 0 | 6033.1253 | 290 | 3 | Fall
2018-10-17 04:00 | 771.5613 | 219.9756 | 77.8967 | 500.8176 | 875.8261 | 0 | 67.5134 | 290.5655 | 278.1847 | 187.5001 | 1415.1073 | 0 | 0.090966 | 0.0065498 | 0 | 0.033836 | 0 | 0 | 1662.359 | 0 | 0 | 0 | 6347.4386 | 290 | 4 | Fall
2018-10-17 05:00 | 838.0051 | 222.8087 | 90.3362 | 737.042 | 901.2436 | 0 | 96.9979 | 358.7181 | 307.9248 | 237.5927 | 1475.7673 | 0 | 0.38741 | 0.0079258 | 0 | 0.1441 | 0 | 0 | 1819.1057 | 0 | 0 | 0 | 7086.0816 | 290 | 5 | Fall
2018-10-17 06:00 | 896.4725 | 224.5241 | 179.5415 | 1112.5911 | 957.9972 | 0 | 203.9019 | 466.849 | 360.6403 | 310.0449 | 1785.7752 | 0 | 0.9732 | 0.005772 | 0 | 0.36199 | 0 | 0 | 1758.7586 | 0 | 0 | 0 | 8258.4374 | 290 | 6 | Fall
2018-10-17 07:00 | 905.3296 | 225.0479 | 245.9489 | 1293.2981 | 1031.543 | 0 | 191.3631 | 559.3872 | 331.4429 | 421.6703 | 2023.3511 | 0 | 1.7231 | 0.0057235 | 0 | 0.64094 | 0 | 0 | 1754.2411 | 0 | 0 | 0 | 8984.9929 | 290 | 7 | Fall
2018-10-17 08:00 | 760.4571 | 213.9693 | 244.7326 | 1295.0788 | 1072.6327 | 0 | 145.8119 | 621.2614 | 369.4996 | 633.7469 | 2264.4618 | 0 | 1.8724 | 0.0057096 | 0 | 0.69644 | 0 | 0 | 1830.9921 | 0 | 0 | 0 | 9455.2187 | 290 | 8 | Fall
2018-10-17 09:00 | 571.8354 | 200.335 | 236.9246 | 1334.1933 | 1095.8721 | 0 | 93.6761 | 701.1699 | 426.6044 | 730.7124 | 2475.1843 | 0 | 1.7179 | 0.005651 | 0 | 0.63899 | 0 | 0 | 1881.9484 | 0 | 0 | 0 | 9750.8184 | 290 | 9 | Fall
2018-10-17 10:00 | 401.9867 | 210.467 | 223.7694 | 1355.1993 | 1095.8749 | 0 | 52.1658 | 793.036 | 454.7504 | 779.3514 | 2637.8932 | 0 | 1.9371 | 0.0055517 | 0 | 0.72051 | 0 | 0 | 1866.8302 | 0 | 0 | 0 | 9873.9874 | 290 | 10 | Fall
2018-10-17 11:00 | 262.9528 | 240.6391 | 206.1938 | 1339.2103 | 1097.465 | 0 | 25.8083 | 874.066 | 462.2977 | 801.5575 | 2687.0461 | 0 | 2.3585 | 0.005579 | 0 | 0.87727 | 0 | 0 | 1871.9914 | 0 | 0 | 0 | 9872.4692 | 290 | 11 | Fall
2018-10-17 12:00 | 169.1286 | 291.2404 | 196.9683 | 1294.8874 | 1104.2133 | 0 | 14.028 | 924.8403 | 458.7655 | 790.4846 | 2665.3095 | 0 | 2.6941 | 0.0055177 | 0 | 1.0021 | 0 | 0 | 1884.4249 | 0 | 0 | 0 | 9797.9924 | 290 | 12 | Fall
2018-10-17 13:00 | 92.5548 | 347.3238 | 189.468 | 1126.8961 | 1072.237 | 0 | 9.4962 | 951.863 | 445.1259 | 757.0364 | 2588.0229 | 0 | 2.7336 | 0.0054583 | 0 | 1.0168 | 0 | 0 | 1888.4717 | 0 | 0 | 0 | 9472.2516 | 290 | 13 | Fall
2018-10-17 14:00 | 49.9818 | 411.6642 | 192.6632 | 1098.5422 | 1059.9133 | 0 | 6.6213 | 941.818 | 418.8259 | 717.5795 | 2455.1169 | 0 | 3.0856 | 0.0054518 | 0 | 1.1477 | 0 | 0 | 1868.848 | 0 | 0 | 0 | 9225.8131 | 290 | 14 | Fall
2018-10-17 15:00 | 31.1419 | 439.1942 | 210.1526 | 1147.377 | 1099.9635 | 0 | 5.8052 | 876.6861 | 385.6988 | 690.7108 | 2324.7236 | 0 | 4.1814 | 0.0054407 | 0 | 1.5553 | 0 | 0 | 1825.8391 | 0 | 0 | 0 | 9043.035 | 290 | 15 | Fall
2018-10-17 16:00 | 25.9003 | 437.1999 | 251.6515 | 1371.4381 | 1178.2168 | 0 | 6.8007 | 773.7092 | 353.0911 | 552.7616 | 2227.1223 | 0 | 5.4638 | 0.00551 | 0 | 2.0323 | 0 | 0 | 1752.0451 | 0 | 0 | 0 | 8937.4382 | 290 | 16 | Fall
2018-10-17 17:00 | 27.822 | 394.6989 | 337.3075 | 1563.1122 | 1276.085 | 0 | 10.0716 | 651.245 | 320.7329 | 531.557 | 2146.2553 | 0 | 6.6486 | 0.0056286 | 0 | 2.473 | 0 | 0 | 1708.0461 | 0 | 0 | 0 | 8976.0607 | 290 | 17 | Fall
2018-10-17 18:00 | 39.7477 | 300.6744 | 472.3682 | 1650.8834 | 1298.7315 | 0 | 18.3553 | 539.5912 | 397.6134 | 512.4774 | 1940.5028 | 0 | 5.1924 | 0.0058002 | 0 | 1.9314 | 0 | 0 | 1724.0484 | 0 | 0 | 0 | 8902.1233 | 290 | 18 | Fall
2018-10-17 19:00 | 60.5918 | 236.661 | 640.1173 | 1566.1914 | 1264.5678 | 0 | 28.0732 | 446.69 | 434.1447 | 477.8552 | 1848.2312 | 0 | 2.7831 | 0.0058496 | 0 | 1.0352 | 0 | 0 | 1710.8762 | 0 | 0 | 0 | 8717.8239 | 290 | 19 | Fall
2018-10-17 20:00 | 88.8181 | 196.5772 | 752.0971 | 1468.3461 | 1212.1233 | 0 | 33.9682 | 374.3727 | 417.1344 | 392.6005 | 1751.6789 | 0 | 2.0968 | 0.0058363 | 0 | 0.77993 | 0 | 0 | 1662.8242 | 0 | 0 | 0 | 8353.4234 | 290 | 20 | Fall
2018-10-17 21:00 | 125.8765 | 162.2954 | 663.1656 | 1387.595 | 1147.0317 | 0 | 20.8556 | 331.2756 | 387.699 | 313.5531 | 1664.9398 | 0 | 1.562 | 0.005851 | 0 | 0.58101 | 0 | 0 | 1615.9213 | 0 | 0 | 0 | 7822.3576 | 290 | 21 | Fall
2018-10-17 22:00 | 179.1494 | 128.4035 | 326.4105 | 1220.0974 | 990.6953 | 0 | 21.4233 | 305.415 | 335.0447 | 259.141 | 1608.5537 | 0 | 1.0098 | 0.0058078 | 0 | 0.37562 | 0 | 0 | 1551.3122 | 0 | 0 | 0 | 6927.0373 | 290 | 22 | Fall
2018-10-17 23:00 | 234.1414 | 130.829 | 135.6235 | 922.6313 | 908.9283 | 0 | 25.1189 | 289.3131 | 299.0849 | 223.0021 | 1571.5875 | 0 | 0.73211 | 0.0057163 | 0 | 0.27232 | 0 | 0 | 1542.9095 | 0 | 0 | 0 | 6284.1797 | 290 | 23 | Fall
2018-10-18 | 287.1335 | 128.6613 | 86.3173 | 645.8172 | 879.9372 | 0 | 28.8573 | 253.9504 | 280.4149 | 186.0064 | 1504.9675 | 0 | 0.40274 | 0.0056145 | 0 | 0.1498 | 0 | 0 | 1514.9824 | 0 | 0 | 0 | 5797.6036 | 291 | 0 | Fall
2018-10-18 01:00 | 334.004 | 131.1072 | 79.2114 | 486.9358 | 864.7638 | 0 | 26.0897 | 238.6289 | 269.4249 | 165.7217 | 1473.6582 | 0 | 0.25771 | 0.0055533 | 0 | 0.095859 | 0 | 0 | 1515.6492 | 0 | 0 | 0 | 5585.5539 | 291 | 1 | Fall
2018-10-18 02:00 | 399.9582 | 130.163 | 77.6273 | 420.2211 | 857.8828 | 0 | 30.3815 | 244.8595 | 266.4829 | 158.7023 | 1441.8265 | 0 | 0.12025 | 0.0056171 | 0 | 0.044729 | 0 | 0 | 1531.4529 | 0 | 0 | 0 | 5559.7287 | 291 | 2 | Fall
2018-10-18 03:00 | 455.6388 | 132.3229 | 77.6273 | 416.2027 | 858.5196 | 0 | 36.3764 | 260.2906 | 267.659 | 160.0654 | 1406.1974 | 0 | 0.15906 | 0.0062692 | 0 | 0.059165 | 0 | 0 | 1553.1545 | 0 | 0 | 0 | 5624.2791 | 291 | 3 | Fall
2018-10-18 04:00 | 538.7252 | 137.359 | 77.8874 | 485.1734 | 875.8631 | 0 | 48.1826 | 288.8701 | 278.3421 | 188.9306 | 1407.3925 | 0 | 0.088738 | 0.0064277 | 0 | 0.033007 | 0 | 0 | 1623.1271 | 0 | 0 | 0 | 5949.9813 | 291 | 4 | Fall
2018-10-18 05:00 | 611.0985 | 139.9484 | 89.8533 | 746.7663 | 901.0732 | 0 | 71.0871 | 356.3603 | 308.3715 | 236.8261 | 1467.7547 | 0 | 0.37807 | 0.007751 | 0 | 0.14063 | 0 | 0 | 1773.512 | 0 | 0 | 0 | 6703.1779 | 291 | 5 | Fall
2018-10-18 06:00 | 669.1525 | 145.2937 | 179.2566 | 1126.4306 | 957.786 | 0 | 172.4216 | 461.1126 | 362.1024 | 311.1483 | 1778.674 | 0 | 0.94577 | 0.0055785 | 0 | 0.35179 | 0 | 0 | 1709.4438 | 0 | 0 | 0 | 7874.1252 | 291 | 6 | Fall
2018-10-18 07:00 | 699.1203 | 149.4668 | 247.3414 | 1270.1828 | 1032.0412 | 0 | 161.4584 | 553.3343 | 335.0503 | 423.6981 | 2016.6886 | 0 | 1.6985 | 0.0055898 | 0 | 0.63179 | 0 | 0 | 1729.4547 | 0 | 0 | 0 | 8620.1729 | 291 | 7 | Fall
2018-10-18 08:00 | 581.7715 | 135.7197 | 244.8925 | 1257.4822 | 1071.1591 | 0 | 123.2672 | 619.0608 | 372.73 | 633.8195 | 2256.4833 | 0 | 1.8692 | 0.0056391 | 0 | 0.69527 | 0 | 0 | 1828.2941 | 0 | 0 | 0 | 9127.2501 | 291 | 8 | Fall
2018-10-18 09:00 | 411.026 | 102.5999 | 236.9794 | 1295.7866 | 1094.0342 | 0 | 72.1673 | 695.9051 | 427.6349 | 730.7983 | 2463.3942 | 0 | 1.7206 | 0.0056211 | 0 | 0.64 | 0 | 0 | 1885.0228 | 0 | 0 | 0 | 9417.7149 | 291 | 9 | Fall
2018-10-18 10:00 | 281.1149 | 100.8148 | 222.7919 | 1348.0104 | 1094.3615 | 0 | 36.7377 | 774.5084 | 454.9038 | 781.5924 | 2618.467 | 0 | 1.9444 | 0.0056428 | 0 | 0.72324 | 0 | 0 | 1873.8941 | 0 | 0 | 0 | 9589.8703 | 291 | 10 | Fall
2018-10-18 11:00 | 189.5185 | 124.9282 | 204.1934 | 1354.4765 | 1094.9848 | 0 | 18.8367 | 835.4631 | 462.3097 | 801.0606 | 2658.9508 | 0 | 2.3552 | 0.0056028 | 0 | 0.87605 | 0 | 0 | 1869.6202 | 0 | 0 | 0 | 9617.5793 | 291 | 11 | Fall
2018-10-18 12:00 | 133.7612 | 174.031 | 194.9339 | 1251.566 | 1101.2619 | 0 | 11.733 | 880.7015 | 458.7695 | 791.7526 | 2631.5844 | 0 | 2.6872 | 0.005584 | 0 | 0.99953 | 0 | 0 | 1879.6181 | 0 | 0 | 0 | 9513.4053 | 291 | 12 | Fall
2018-10-18 13:00 | 84.6938 | 256.0861 | 186.1149 | 1104.1332 | 1068.886 | 0 | 8.4657 | 926.8148 | 445.1295 | 758.5678 | 2553.3824 | 0 | 2.7064 | 0.0055122 | 0 | 1.0067 | 0 | 0 | 1869.6246 | 0 | 0 | 0 | 9265.6173 | 291 | 13 | Fall
2018-10-18 14:00 | 61.8476 | 364.8562 | 189.5348 | 1107.1781 | 1057.3874 | 0 | 7.7093 | 940.6338 | 418.8265 | 719.0512 | 2425.6575 | 0 | 3.0576 | 0.0055827 | 0 | 1.1373 | 0 | 0 | 1851.8173 | 0 | 0 | 0 | 9148.7001 | 291 | 14 | Fall
2018-10-18 15:00 | 49.3029 | 485.4822 | 208.7071 | 1134.2977 | 1099.1605 | 0 | 7.4059 | 916.7059 | 385.699 | 692.6934 | 2306.359 | 0 | 4.1687 | 0.0055999 | 0 | 1.5506 | 0 | 0 | 1820.3404 | 0 | 0 | 0 | 9111.8789 | 291 | 15 | Fall
2018-10-18 16:00 | 41.354 | 538.5029 | 249.7803 | 1327.5614 | 1177.4701 | 0 | 8.3949 | 821.9022 | 353.0904 | 555.5429 | 2219.7454 | 0 | 5.4893 | 0.0056712 | 0 | 2.0418 | 0 | 0 | 1760.3747 | 0 | 0 | 0 | 9061.256 | 291 | 16 | Fall
2018-10-18 17:00 | 39.6455 | 504.7608 | 334.8197 | 1541.7783 | 1275.4355 | 0 | 10.6906 | 689.8843 | 320.7338 | 533.3864 | 2148.7873 | 0 | 6.7105 | 0.0058668 | 0 | 2.496 | 0 | 0 | 1723.8569 | 0 | 0 | 0 | 9132.9915 | 291 | 17 | Fall
2018-10-18 18:00 | 46.1551 | 398.6892 | 469.3788 | 1631.8033 | 1300.3908 | 0 | 15.965 | 568.2009 | 399.2414 | 513.5776 | 1950.4086 | 0 | 5.1347 | 0.0058775 | 0 | 1.9099 | 0 | 0 | 1704.9567 | 0 | 0 | 0 | 9005.8179 | 291 | 18 | Fall
2018-10-18 19:00 | 80.2223 | 309.011 | 636.8162 | 1592.3951 | 1264.76 | 0 | 30.5293 | 466.0795 | 434.1247 | 478.9208 | 1862.8223 | 0 | 2.7647 | 0.0060064 | 0 | 1.0284 | 0 | 0 | 1699.1654 | 0 | 0 | 0 | 8858.6458 | 291 | 19 | Fall
2018-10-18 20:00 | 131.1627 | 250.7966 | 747.603 | 1474.1024 | 1210.4174 | 0 | 41.0354 | 389.9382 | 416.492 | 394.1256 | 1767.7062 | 0 | 2.0915 | 0.0059712 | 0 | 0.77796 | 0 | 0 | 1658.802 | 0 | 0 | 0 | 8485.0571 | 291 | 20 | Fall
2018-10-18 21:00 | 185.109 | 218.21 | 659.8841 | 1439.3838 | 1145.6224 | 0 | 21.496 | 345.086 | 384.9438 | 314.3075 | 1678.4158 | 0 | 1.5513 | 0.0052696 | 0 | 0.57703 | 0 | 0 | 1605.0325 | 0 | 0 | 0 | 7999.6246 | 291 | 21 | Fall
2018-10-18 22:00 | 255.2184 | 183.9101 | 326.4314 | 1220.696 | 990.1509 | 0 | 30.2083 | 320.0972 | 331.5038 | 259.2994 | 1615.807 | 0 | 1.01 | 0.0058767 | 0 | 0.37569 | 0 | 0 | 1551.0888 | 0 | 0 | 0 | 7085.8029 | 291 | 22 | Fall
2018-10-18 23:00 | 326.4533 | 165.2232 | 134.5617 | 899.8861 | 908.3963 | 0 | 35.0333 | 300.36 | 297.3998 | 224.2106 | 1570.3319 | 0 | 0.73279 | 0.0057091 | 0 | 0.27257 | 0 | 0 | 1543.7247 | 0 | 0 | 0 | 6406.5921 | 291 | 23 | Fall
2018-10-19 | 397.2597 | 166.0262 | 86.2577 | 635.8667 | 880.1132 | 0 | 40.8356 | 259.088 | 280.017 | 186.3141 | 1499.5401 | 0 | 0.40213 | 0.0056427 | 0 | 0.14958 | 0 | 0 | 1511.3059 | 0 | 0 | 0 | 5943.1817 | 292 | 0 | Fall
2018-10-19 01:00 | 454.0086 | 170.7391 | 79.2812 | 498.2022 | 864.9183 | 0 | 38.0894 | 242.8567 | 269.2644 | 166.5859 | 1478.6727 | 0 | 0.25781 | 0.0055834 | 0 | 0.095894 | 0 | 0 | 1515.7629 | 0 | 0 | 0 | 5778.7407 | 292 | 1 | Fall
2018-10-19 02:00 | 548.4048 | 172.8513 | 77.6273 | 431.1505 | 857.9167 | 0 | 44.3856 | 245.9823 | 266.4136 | 157.8441 | 1445.5497 | 0 | 0.11997 | 0.0055799 | 0 | 0.044626 | 0 | 0 | 1525.539 | 0 | 0 | 0 | 5773.8351 | 292 | 2 | Fall
2018-10-19 03:00 | 628.6151 | 174.6776 | 77.6273 | 422.5497 | 858.4639 | 0 | 54.3719 | 262.356 | 267.6611 | 160.5518 | 1409.3309 | 0 | 0.15879 | 0.0063308 | 0 | 0.059063 | 0 | 0 | 1551.6291 | 0 | 0 | 0 | 5868.0586 | 292 | 3 | Fall
2018-10-19 04:00 | 717.4645 | 177.3954 | 77.8941 | 498.9709 | 875.8227 | 0 | 64.4758 | 290.3146 | 278.4037 | 188.8129 | 1411.4274 | 0 | 0.089076 | 0.0064137 | 0 | 0.033133 | 0 | 0 | 1631.5578 | 0 | 0 | 0 | 6212.6685 | 292 | 4 | Fall
2018-10-19 05:00 | 823.6883 | 187.1142 | 90.2022 | 732.7465 | 901.2108 | 0 | 94.6983 | 360.9633 | 308.5144 | 237.6915 | 1470.7989 | 0 | 0.38196 | 0.0078036 | 0 | 0.14208 | 0 | 0 | 1791.7319 | 0 | 0 | 0 | 6999.8921 | 292 | 5 | Fall
2018-10-19 06:00 | 919.1894 | 197.6904 | 179.7875 | 1135.2701 | 957.7625 | 0 | 217.9317 | 469.0993 | 362.298 | 310.88 | 1780.4513 | 0 | 0.95655 | 0.0056891 | 0 | 0.3558 | 0 | 0 | 1729.0626 | 0 | 0 | 0 | 8260.741 | 292 | 6 | Fall
2018-10-19 07:00 | 975.6541 | 204.1971 | 246.2278 | 1259.778 | 1030.5599 | 0 | 213.6714 | 561.6879 | 336.1293 | 424.2231 | 2019.3027 | 0 | 1.7232 | 0.0056553 | 0 | 0.64095 | 0 | 0 | 1755.0586 | 0 | 0 | 0 | 9028.8598 | 292 | 7 | Fall
2018-10-19 08:00 | 828.1286 | 196.9666 | 245.3642 | 1261.2706 | 1071.1101 | 0 | 168.8902 | 624.8146 | 373.0294 | 636.4334 | 2261.935 | 0 | 1.8945 | 0.0056714 | 0 | 0.70466 | 0 | 0 | 1853.4696 | 0 | 0 | 0 | 9524.0168 | 292 | 8 | Fall
2018-10-19 09:00 | 586.7594 | 175.7008 | 236.3304 | 1281.1499 | 1093.9913 | 0 | 102.322 | 700.2318 | 427.8536 | 732.6711 | 2474.5644 | 0 | 1.7245 | 0.0055735 | 0 | 0.64144 | 0 | 0 | 1889.1273 | 0 | 0 | 0 | 9703.0737 | 292 | 9 | Fall
2018-10-19 10:00 | 389.2315 | 147.6864 | 221.6004 | 1315.3824 | 1093.6353 | 0 | 51.993 | 783.6539 | 455.0172 | 782.8043 | 2638.6234 | 0 | 1.9314 | 0.0055406 | 0 | 0.7184 | 0 | 0 | 1861.6321 | 0 | 0 | 0 | 9743.9151 | 292 | 10 | Fall
2018-10-19 11:00 | 250.991 | 161.2386 | 205.8397 | 1311.9009 | 1095.4317 | 0 | 22.5951 | 848.6292 | 462.3411 | 803.5474 | 2689.9497 | 0 | 2.3305 | 0.005491 | 0 | 0.86686 | 0 | 0 | 1849.8073 | 0 | 0 | 0 | 9705.4745 | 292 | 11 | Fall
2018-10-19 12:00 | 164.7037 | 195.741 | 196.3103 | 1244.0296 | 1102.7673 | 0 | 12.3233 | 883.0685 | 458.7746 | 794.072 | 2668.8794 | 0 | 2.6615 | 0.0054749 | 0 | 0.98997 | 0 | 0 | 1862.1698 | 0 | 0 | 0 | 9586.4964 | 292 | 12 | Fall
2018-10-19 13:00 | 95.4144 | 252.4851 | 189.5659 | 1134.8544 | 1071.8785 | 0 | 9.7652 | 894.5274 | 445.1313 | 760.7205 | 2591.4688 | 0 | 2.708 | 0.0055292 | 0 | 1.0073 | 0 | 0 | 1870.7188 | 0 | 0 | 0 | 9320.2512 | 292 | 13 | Fall
2018-10-19 14:00 | 59.4816 | 329.1314 | 192.2177 | 1083.7035 | 1060.1535 | 0 | 8.8571 | 879.1331 | 418.8248 | 719.0357 | 2459.3874 | 0 | 3.034 | 0.0055086 | 0 | 1.1285 | 0 | 0 | 1837.9846 | 0 | 0 | 0 | 9052.0786 | 292 | 14 | Fall
2018-10-19 15:00 | 40.0644 | 414.5888 | 211.5505 | 1158.3371 | 1101.7476 | 0 | 8.833 | 856.095 | 385.6986 | 694.6155 | 2331.3537 | 0 | 4.1316 | 0.0055428 | 0 | 1.5368 | 0 | 0 | 1804.435 | 0 | 0 | 0 | 9012.9931 | 292 | 15 | Fall
2018-10-19 16:00 | 34.2165 | 469.0443 | 253.6219 | 1322.0044 | 1179.6486 | 0 | 9.0241 | 792.1027 | 353.0903 | 555.2051 | 2232.2851 | 0 | 5.4856 | 0.0056402 | 0 | 2.0404 | 0 | 0 | 1759.4311 | 0 | 0 | 0 | 8967.2057 | 292 | 16 | Fall
2018-10-19 17:00 | 36.327 | 450.1787 | 338.2565 | 1568.1721 | 1277.4649 | 0 | 10.8688 | 672.6855 | 320.7475 | 534.6945 | 2151.4078 | 0 | 6.7725 | 0.005853 | 0 | 2.5191 | 0 | 0 | 1740.2194 | 0 | 0 | 0 | 9110.3202 | 292 | 17 | Fall
2018-10-19 18:00 | 54.3613 | 340.3657 | 471.6263 | 1618.6178 | 1301.0541 | 0 | 20.754 | 547.4587 | 406.8477 | 516.5365 | 1943.3843 | 0 | 5.2192 | 0.0059208 | 0 | 1.9413 | 0 | 0 | 1733.1857 | 0 | 0 | 0 | 8961.3585 | 292 | 18 | Fall
2018-10-19 19:00 | 76.9894 | 251.3521 | 639.9622 | 1584.4159 | 1266.2906 | 0 | 32.3797 | 447.409 | 434.12 | 482.3236 | 1848.5741 | 0 | 2.7996 | 0.0059904 | 0 | 1.0413 | 0 | 0 | 1721.0549 | 0 | 0 | 0 | 8788.7183 | 292 | 19 | Fall
2018-10-19 20:00 | 107.5801 | 209.2204 | 752.1117 | 1506.0077 | 1214.1213 | 0 | 38.4797 | 373.8074 | 416.4657 | 396.2426 | 1750.6585 | 0 | 2.1352 | 0.0059944 | 0 | 0.79419 | 0 | 0 | 1693.9002 | 0 | 0 | 0 | 8461.5307 | 292 | 20 | Fall
2018-10-19 21:00 | 151.3488 | 170.7848 | 667.7075 | 1439.0366 | 1148.3791 | 0 | 23.0159 | 330.7356 | 384.8617 | 316.7391 | 1662.7357 | 0 | 1.5935 | 0.0059981 | 0 | 0.59271 | 0 | 0 | 1648.7299 | 0 | 0 | 0 | 7946.267 | 292 | 21 | Fall
2018-10-19 22:00 | 211.0666 | 139.2005 | 330.6299 | 1242.2662 | 991.4036 | 0 | 23.8763 | 303.8748 | 331.3201 | 261.1658 | 1607.0486 | 0 | 1.036 | 0.0059093 | 0 | 0.38536 | 0 | 0 | 1591.4666 | 0 | 0 | 0 | 7034.7463 | 292 | 22 | Fall
2018-10-19 23:00 | 269.9269 | 144.7268 | 136.1991 | 889.6069 | 908.8339 | 0 | 28.3854 | 286.9573 | 297.0778 | 225.1515 | 1570.8808 | 0 | 0.75472 | 0.0058271 | 0 | 0.28073 | 0 | 0 | 1590.8375 | 0 | 0 | 0 | 6349.6251 | 292 | 23 | Fall
2018-10-20 | 314.7215 | 136.8136 | 86.6368 | 607.9544 | 880.0593 | 0 | 29.4417 | 253.2605 | 279.5629 | 188.8205 | 1506.0013 | 0 | 0.41334 | 0.0057324 | 0 | 0.15375 | 0 | 0 | 1555.3422 | 0 | 0 | 0 | 5839.1873 | 293 | 0 | Fall
2018-10-20 01:00 | 363.9117 | 145.7001 | 79.3042 | 472.6381 | 864.8316 | 0 | 32.5258 | 261.3528 | 255.9752 | 159.3631 | 1557.1641 | 0 | 0.2607 | 0.0062014 | 0 | 0.096969 | 0 | 0 | 1534.6887 | 0 | 0 | 0 | 5727.819 | 293 | 1 | Fall
2018-10-20 02:00 | 427.409 | 145.7676 | 77.3015 | 408.445 | 857.9527 | 0 | 33.1925 | 257.0719 | 250.1968 | 160.1668 | 1530.9542 | 0 | 0.12168 | 0.0056107 | 0 | 0.045262 | 0 | 0 | 1547.3492 | 0 | 0 | 0 | 5695.9797 | 293 | 2 | Fall
2018-10-20 03:00 | 477.9141 | 144.0887 | 77.3015 | 416.1833 | 858.5161 | 0 | 35.821 | 265.64 | 248.3003 | 175.616 | 1497.1429 | 0 | 0.15897 | 0.0056712 | 0 | 0.05913 | 0 | 0 | 1550.9094 | 0 | 0 | 0 | 5747.6571 | 293 | 3 | Fall
2018-10-20 04:00 | 558.8953 | 149.7577 | 77.7858 | 418.6371 | 874.8928 | 0 | 43.7425 | 280.093 | 250.4716 | 189.7691 | 1449.9068 | 0 | 0.086836 | 0.0064447 | 0 | 0.032299 | 0 | 0 | 1593.925 | 0 | 0 | 0 | 5888.0023 | 293 | 4 | Fall
2018-10-20 05:00 | 631.3828 | 164.324 | 83.8514 | 519.7288 | 895.822 | 0 | 65.4937 | 309.6505 | 255.7728 | 215.9862 | 1396.508 | 0 | 0.3664 | 0.0064089 | 0 | 0.13629 | 0 | 0 | 1718.734 | 0 | 0 | 0 | 6257.7632 | 293 | 5 | Fall
2018-10-20 06:00 | 692.4389 | 168.5254 | 123.6287 | 756.0244 | 926.566 | 0 | 160.8483 | 372.802 | 271.7089 | 265.3053 | 1505.2127 | 0 | 0.91882 | 0.0056724 | 0 | 0.34176 | 0 | 0 | 1661.4454 | 0 | 0 | 0 | 6905.7723 | 293 | 6 | Fall
2018-10-20 07:00 | 716.1901 | 162.3087 | 197.402 | 1058.898 | 992.0891 | 0 | 142.5094 | 411.5743 | 198.9374 | 305.0168 | 1486.0485 | 0 | 1.6936 | 0.005713 | 0 | 0.62994 | 0 | 0 | 1726.0404 | 0 | 0 | 0 | 7399.344 | 293 | 7 | Fall
2018-10-20 08:00 | 611.0587 | 136.1463 | 262.2279 | 1341.1855 | 1079.9351 | 0 | 116.69 | 453.7845 | 189.3831 | 425.8889 | 1459.9881 | 0 | 1.8696 | 0.0057428 | 0 | 0.6954 | 0 | 0 | 1829.4471 | 0 | 0 | 0 | 7908.3058 | 293 | 8 | Fall
2018-10-20 09:00 | 458.79 | 96.3799 | 289.9739 | 1486.1706 | 1128.3362 | 0 | 79.9819 | 524.3484 | 216.2907 | 482.8196 | 1471.5645 | 0 | 1.7221 | 0.0057192 | 0 | 0.64055 | 0 | 0 | 1887.245 | 0 | 0 | 0 | 8124.269 | 293 | 9 | Fall
2018-10-20 10:00 | 307.172 | 88.3629 | 283.5972 | 1455.7377 | 1133.7436 | 0 | 47.9594 | 612.1731 | 230.3457 | 515.5468 | 1533.5512 | 0 | 1.9272 | 0.0057016 | 0 | 0.71683 | 0 | 0 | 1857.3657 | 0 | 0 | 0 | 8068.2048 | 293 | 10 | Fall
2018-10-20 11:00 | 196.2486 | 111.4039 | 261.4512 | 1477.6833 | 1137.5083 | 0 | 30.2755 | 698.5841 | 237.352 | 548.2541 | 1574.19 | 0 | 2.3533 | 0.0057246 | 0 | 0.87533 | 0 | 0 | 1868.585 | 0 | 0 | 0 | 8144.7704 | 293 | 11 | Fall
2018-10-20 12:00 | 131.4895 | 178.3554 | 247.9824 | 1504.6321 | 1146.78 | 0 | 21.3801 | 777.6646 | 239.1115 | 572.147 | 1597.9018 | 0 | 2.6805 | 0.0056629 | 0 | 0.99706 | 0 | 0 | 1875.5269 | 0 | 0 | 0 | 8296.6546 | 293 | 12 | Fall
2018-10-20 13:00 | 79.5079 | 285.6184 | 242.1652 | 1399.9523 | 1118.9107 | 0 | 16.9876 | 836.293 | 238.5164 | 586.8697 | 1609.9614 | 0 | 2.7124 | 0.0056944 | 0 | 1.0089 | 0 | 0 | 1873.9184 | 0 | 0 | 0 | 8292.4281 | 293 | 13 | Fall
2018-10-20 14:00 | 57.3558 | 416.2643 | 244.6078 | 1332.3866 | 1103.9309 | 0 | 14.6238 | 858.9489 | 234.9383 | 590.6679 | 1631.1355 | 0 | 3.0379 | 0.0056752 | 0 | 1.13 | 0 | 0 | 1840.5138 | 0 | 0 | 0 | 8329.5471 | 293 | 14 | Fall
2018-10-20 15:00 | 46.3883 | 564.8008 | 258.5617 | 1369.9744 | 1147.1312 | 0 | 14.0047 | 862.4854 | 229.9111 | 581.6397 | 1678.883 | 0 | 4.1345 | 0.0056927 | 0 | 1.5379 | 0 | 0 | 1805.8701 | 0 | 0 | 0 | 8565.3285 | 293 | 15 | Fall
2018-10-20 16:00 | 43.2716 | 662.9033 | 294.0245 | 1513.1284 | 1222.4314 | 0 | 13.593 | 826.3257 | 225.8078 | 490.6004 | 1741.6208 | 0 | 5.4551 | 0.0057925 | 0 | 2.0291 | 0 | 0 | 1749.7846 | 0 | 0 | 0 | 8790.9813 | 293 | 16 | Fall
2018-10-20 17:00 | 44.3626 | 650.9828 | 370.452 | 1629.2335 | 1313.4072 | 0 | 14.7721 | 718.8987 | 223.5492 | 474.2364 | 1803.5482 | 0 | 6.6176 | 0.0059033 | 0 | 2.4615 | 0 | 0 | 1700.6437 | 0 | 0 | 0 | 8953.1713 | 293 | 17 | Fall
2018-10-20 18:00 | 49.96 | 523.7663 | 498.517 | 1695.5928 | 1325.2334 | 0 | 19.0225 | 589.5403 | 347.9111 | 446.5746 | 1709.4431 | 0 | 5.0236 | 0.005855 | 0 | 1.8686 | 0 | 0 | 1668.3711 | 0 | 0 | 0 | 8880.8302 | 293 | 18 | Fall
2018-10-20 19:00 | 58.4037 | 423.3126 | 666.7607 | 1615.0318 | 1285.1254 | 0 | 25.4666 | 500.0027 | 385.5904 | 407.7183 | 1699.4077 | 0 | 2.7137 | 0.0060263 | 0 | 1.0094 | 0 | 0 | 1668.608 | 0 | 0 | 0 | 8739.157 | 293 | 19 | Fall
2018-10-20 20:00 | 75.1494 | 355.8641 | 780.7183 | 1520.4313 | 1227.1854 | 0 | 32.8785 | 446.6801 | 382.351 | 358.1707 | 1680.8259 | 0 | 2.0778 | 0.0060504 | 0 | 0.77286 | 0 | 0 | 1648.8382 | 0 | 0 | 0 | 8511.9496 | 293 | 20 | Fall
2018-10-20 21:00 | 101.8613 | 290.346 | 695.8896 | 1403.0424 | 1160.5113 | 0 | 18.8651 | 380.7134 | 359.3392 | 309.7973 | 1637.0345 | 0 | 1.5793 | 0.0053441 | 0 | 0.58742 | 0 | 0 | 1634.0513 | 0 | 0 | 0 | 7993.6234 | 293 | 21 | Fall
2018-10-20 22:00 | 129.7635 | 221.5709 | 363.049 | 1150.0032 | 1006.4609 | 0 | 19.8181 | 341.6934 | 310.6487 | 247.4432 | 1581.5595 | 0 | 1.0346 | 0.0059955 | 0 | 0.38485 | 0 | 0 | 1588.8052 | 0 | 0 | 0 | 6962.2412 | 293 | 22 | Fall
2018-10-20 23:00 | 157.7143 | 178.7191 | 148.4629 | 829.0514 | 918.0669 | 0 | 21.7879 | 310.706 | 276.083 | 198.7921 | 1542.7824 | 0 | 0.74743 | 0.0058679 | 0 | 0.27801 | 0 | 0 | 1575.9474 | 0 | 0 | 0 | 6159.1447 | 293 | 23 | Fall
2018-10-21 | 183.93 | 151.3469 | 89.8689 | 592.6771 | 884.4677 | 0 | 20.956 | 286.6967 | 262.7998 | 168.9495 | 1547.7876 | 0 | 1.0545 | 0.0079692 | 0 | 0.39223 | 0 | 0 | 1180.5608 | 0 | 0 | 0 | 5371.4956 | 294 | 0 | Fall
2018-10-21 01:00 | 209.4437 | 135.7606 | 79.8941 | 465.5456 | 866.215 | 0 | 15.4998 | 264.6334 | 246.2238 | 160.873 | 1436.644 | 0 | 0.41992 | 0.0078351 | 0 | 0.15619 | 0 | 0 | 1171.8837 | 0 | 0 | 0 | 5053.2005 | 294 | 1 | Fall
2018-10-21 02:00 | 247.515 | 122.21 | 77.3015 | 412.4304 | 858.3446 | 0 | 18.2375 | 263.9135 | 241.1178 | 164.8932 | 1430.7921 | 0 | 0.35606 | 0.0086491 | 0 | 0.13244 | 0 | 0 | 1111.9095 | 0 | 0 | 0 | 4949.1622 | 294 | 2 | Fall
2018-10-21 03:00 | 282.9987 | 115.7075 | 77.3015 | 409.2947 | 858.5538 | 0 | 20.8314 | 264.1166 | 237.6324 | 177.441 | 1387.7021 | 0 | 0.25623 | 0.0085394 | 0 | 0.095306 | 0 | 0 | 1075.2623 | 0 | 0 | 0 | 4907.2022 | 294 | 3 | Fall
2018-10-21 04:00 | 335.2697 | 100.3247 | 77.7834 | 440.5361 | 874.9111 | 0 | 24.9011 | 266.8398 | 242.2733 | 194.7171 | 1354.8697 | 0 | 0.04989 | 0.0085802 | 0 | 0.018557 | 0 | 0 | 1081.0175 | 0 | 0 | 0 | 4993.5205 | 294 | 4 | Fall
2018-10-21 05:00 | 382.9508 | 95.1602 | 84.3441 | 531.8426 | 896.0695 | 0 | 41.6908 | 304.6975 | 251.3872 | 223.2942 | 1320.1457 | 0 | 0.15277 | 0.0084418 | 0 | 0.056823 | 0 | 0 | 1087.4122 | 0 | 0 | 0 | 5219.2129 | 294 | 5 | Fall
2018-10-21 06:00 | 422.1303 | 93.5577 | 124.4526 | 771.284 | 926.585 | 0 | 124.1416 | 352.0466 | 264.4863 | 268.2028 | 1265.2003 | 0 | 0.31671 | 0.008453 | 0 | 0.1178 | 0 | 0 | 1061.204 | 0 | 0 | 0 | 5673.7343 | 294 | 6 | Fall
2018-10-21 07:00 | 446.8005 | 94.6465 | 192.6793 | 1096.7555 | 990.5864 | 0 | 106.0246 | 372.6205 | 178.873 | 299.1209 | 1235.8067 | 0 | 0.57232 | 0.0087525 | 0 | 0.21288 | 0 | 0 | 1087.7285 | 0 | 0 | 0 | 6102.4364 | 294 | 7 | Fall
2018-10-21 08:00 | 373.6626 | 100.7626 | 256.9167 | 1319.7228 | 1077.4974 | 0 | 86.2021 | 397.6436 | 137.9289 | 419.717 | 1275.7444 | 0 | 1.017 | 0.0066731 | 0 | 0.37828 | 0 | 0 | 1019.1217 | 0 | 0 | 0 | 6466.3217 | 294 | 8 | Fall
2018-10-21 09:00 | 260.4923 | 117.7633 | 285.6525 | 1489.1834 | 1125.7907 | 0 | 55.5902 | 461.0219 | 158.1587 | 457.5772 | 1293.7131 | 0 | 1.7494 | 0.0066379 | 0 | 0.65071 | 0 | 0 | 991.1189 | 0 | 0 | 0 | 6698.4688 | 294 | 9 | Fall
2018-10-21 10:00 | 177.9448 | 160.536 | 282.1785 | 1439.7447 | 1133.8006 | 0 | 35.8213 | 522.106 | 177.2739 | 483.5481 | 1309.5744 | 0 | 2.2785 | 0.0058353 | 0 | 0.84752 | 0 | 0 | 947.136 | 0 | 0 | 0 | 6672.7964 | 294 | 10 | Fall
2018-10-21 11:00 | 130.3031 | 239.4004 | 260.1353 | 1514.4885 | 1137.3518 | 0 | 27.6737 | 591.3526 | 191.8208 | 513.1163 | 1337.8689 | 0 | 2.8787 | 0.0058069 | 0 | 1.0708 | 0 | 0 | 947.1655 | 0 | 0 | 0 | 6894.6321 | 294 | 11 | Fall
2018-10-21 12:00 | 95.5041 | 364.1188 | 247.8155 | 1545.8613 | 1145.266 | 0 | 19.4538 | 667.2324 | 200.512 | 535.8529 | 1390.8021 | 0 | 3.6272 | 0.0064564 | 0 | 1.3492 | 0 | 0 | 946.9598 | 0 | 0 | 0 | 7164.3615 | 294 | 12 | Fall
2018-10-21 13:00 | 64.7627 | 539.0166 | 240.5985 | 1393.8378 | 1115.6942 | 0 | 13.9987 | 741.1766 | 204.1428 | 544.9471 | 1432.3599 | 0 | 3.7705 | 0.0065064 | 0 | 1.4025 | 0 | 0 | 958.2626 | 0 | 0 | 0 | 7253.9768 | 294 | 13 | Fall
2018-10-21 14:00 | 49.6874 | 746.229 | 243.0781 | 1332.6305 | 1101.8191 | 0 | 11.6813 | 782.2327 | 202.0859 | 555.3744 | 1477.5118 | 0 | 3.8502 | 0.006415 | 0 | 1.4321 | 0 | 0 | 946.4065 | 0 | 0 | 0 | 7454.0254 | 294 | 14 | Fall
2018-10-21 15:00 | 41.2949 | 942.4738 | 256.2829 | 1337.2391 | 1144.2943 | 0 | 10.591 | 789.5953 | 194.6806 | 554.4208 | 1516.5853 | 0 | 3.9941 | 0.0063391 | 0 | 1.4857 | 0 | 0 | 917.794 | 0 | 0 | 0 | 7710.7381 | 294 | 15 | Fall
2018-10-21 16:00 | 37.0432 | 1044.749 | 291.755 | 1494.1378 | 1219.694 | 0 | 11.8087 | 754.1559 | 185.3981 | 470.781 | 1545.832 | 0 | 4.5209 | 0.0064644 | 0 | 1.6816 | 0 | 0 | 920.4004 | 0 | 0 | 0 | 7981.964 | 294 | 16 | Fall
2018-10-21 17:00 | 35.3182 | 989.2664 | 369.4558 | 1640.8716 | 1312.5997 | 0 | 11.8421 | 648.7523 | 175.184 | 458.5556 | 1571.18 | 0 | 4.2038 | 0.0065822 | 0 | 1.5636 | 0 | 0 | 919.0907 | 0 | 0 | 0 | 8137.8904 | 294 | 17 | Fall
2018-10-21 18:00 | 40.1484 | 821.51 | 495.2485 | 1684.8945 | 1323.6799 | 0 | 15.3344 | 547.6535 | 302.4474 | 436.964 | 1583.9365 | 0 | 5.0436 | 0.0066844 | 0 | 1.876 | 0 | 0 | 938.7776 | 0 | 0 | 0 | 8197.5211 | 294 | 18 | Fall
2018-10-21 19:00 | 49.1502 | 674.8116 | 669.4694 | 1596.193 | 1285.7812 | 0 | 21.0208 | 469.9603 | 315.4817 | 401.0181 | 1561.8899 | 0 | 5.0338 | 0.0068563 | 0 | 1.8724 | 0 | 0 | 954.1085 | 0 | 0 | 0 | 8005.7977 | 294 | 19 | Fall
2018-10-21 20:00 | 60.0293 | 564.8829 | 787.4314 | 1512.3822 | 1228.2242 | 0 | 26.1723 | 413.661 | 303.6159 | 353.5354 | 1527.7768 | 0 | 4.122 | 0.0068044 | 0 | 1.5332 | 0 | 0 | 939.0067 | 0 | 0 | 0 | 7722.3802 | 294 | 20 | Fall
2018-10-21 21:00 | 79.8522 | 471.4363 | 700.708 | 1385.7923 | 1161.8494 | 0 | 11.9157 | 365.0869 | 292.2346 | 308.7997 | 1478.6656 | 0 | 3.517 | 0.0068645 | 0 | 1.3082 | 0 | 0 | 963.4026 | 0 | 0 | 0 | 7224.5752 | 294 | 21 | Fall
2018-10-21 22:00 | 102.5886 | 374.387 | 363.7972 | 1176.8645 | 1006.6562 | 0 | 12.3575 | 339.4656 | 280.3088 | 251.5724 | 1425.497 | 0 | 2.7483 | 0.0067582 | 0 | 1.0223 | 0 | 0 | 1002.3445 | 0 | 0 | 0 | 6339.6167 | 294 | 22 | Fall
2018-10-21 23:00 | 122.1949 | 302.1942 | 148.0766 | 852.4771 | 917.837 | 0 | 12.4065 | 317.2996 | 267.4478 | 203.6766 | 1387.8625 | 0 | 1.8733 | 0.0067301 | 0 | 0.6968 | 0 | 0 | 1072.4458 | 0 | 0 | 0 | 5606.4954 | 294 | 23 | Fall
2018-10-22 | 145.6094 | 236.8813 | 89.7313 | 644.5767 | 884.7255 | 0 | 13.8849 | 283.8174 | 254.282 | 172.3689 | 1415.5104 | 0 | 1.0047 | 0.0065944 | 0 | 0.37371 | 0 | 0 | 1124.7738 | 0 | 0 | 0 | 5267.5467 | 295 | 0 | Fall
2018-10-22 01:00 | 161.0053 | 204.7036 | 79.8041 | 484.4204 | 866.1469 | 0 | 11.2261 | 252.0479 | 269.2644 | 168.5437 | 1478.6727 | 0 | 0.3986 | 0.007855 | 0 | 0.14826 | 0 | 0 | 1112.735 | 0 | 0 | 0 | 5089.1248 | 295 | 1 | Fall
2018-10-22 02:00 | 187.7224 | 178.3937 | 77.6273 | 433.3469 | 858.2606 | 0 | 13.4275 | 256.4113 | 266.4136 | 158.5949 | 1445.5497 | 0 | 0.3405 | 0.0079605 | 0 | 0.12665 | 0 | 0 | 1062.2872 | 0 | 0 | 0 | 4938.5104 | 295 | 2 | Fall
2018-10-22 03:00 | 211.9173 | 160.6761 | 77.6273 | 425.9905 | 858.5569 | 0 | 16.5707 | 274.6778 | 267.6611 | 161.2828 | 1409.3309 | 0 | 0.24729 | 0.0079502 | 0 | 0.091982 | 0 | 0 | 1037.0228 | 0 | 0 | 0 | 4901.6616 | 295 | 3 | Fall
2018-10-22 04:00 | 247.4802 | 137.5223 | 77.883 | 512.6639 | 875.7833 | 0 | 22.2604 | 302.911 | 278.4037 | 188.558 | 1411.4274 | 0 | 0.047275 | 0.0080098 | 0 | 0.017584 | 0 | 0 | 1037.1897 | 0 | 0 | 0 | 5092.1557 | 295 | 4 | Fall
2018-10-22 05:00 | 274.6796 | 125.2106 | 89.9575 | 739.407 | 901.1855 | 0 | 34.9523 | 383.0428 | 308.5144 | 239.3175 | 1470.7989 | 0 | 0.14833 | 0.0087214 | 0 | 0.055174 | 0 | 0 | 1053.6 | 0 | 0 | 0 | 5620.8783 | 295 | 5 | Fall
2018-10-22 06:00 | 296.8523 | 120.7146 | 178.7378 | 1136.244 | 957.7615 | 0 | 94.3555 | 519.9645 | 362.298 | 314.4569 | 1780.4513 | 0 | 0.30809 | 0.0080095 | 0 | 0.1146 | 0 | 0 | 1030.2506 | 0 | 0 | 0 | 6792.5178 | 295 | 6 | Fall
2018-10-22 07:00 | 313.1324 | 117.7176 | 246.5462 | 1264.1836 | 1031.0194 | 0 | 79.8575 | 639.1357 | 340.6536 | 427.5579 | 2019.3027 | 0 | 0.5524 | 0.006812 | 0 | 0.20547 | 0 | 0 | 1048.3791 | 0 | 0 | 0 | 7528.2504 | 295 | 7 | Fall
2018-10-22 08:00 | 268.558 | 115.4883 | 245.1361 | 1267.0816 | 1071.604 | 0 | 55.5454 | 727.0276 | 373.0294 | 642.004 | 2261.935 | 0 | 0.97676 | 0.0061057 | 0 | 0.36332 | 0 | 0 | 978.0546 | 0 | 0 | 0 | 8006.8101 | 295 | 8 | Fall
2018-10-22 09:00 | 201.8183 | 130.6952 | 238.294 | 1328.3373 | 1095.158 | 0 | 33.0283 | 825.6736 | 427.8536 | 740.8786 | 2474.5644 | 0 | 1.6799 | 0.0061389 | 0 | 0.62484 | 0 | 0 | 951.0244 | 0 | 0 | 0 | 8449.6366 | 295 | 9 | Fall
2018-10-22 10:00 | 145.4103 | 177.733 | 223.4235 | 1337.228 | 1094.2851 | 0 | 19.5639 | 942.8829 | 455.0172 | 788.2453 | 2638.6234 | 0 | 2.216 | 0.0059644 | 0 | 0.82426 | 0 | 0 | 920.6561 | 0 | 0 | 0 | 8746.1149 | 295 | 10 | Fall
2018-10-22 11:00 | 101.1975 | 242.3808 | 204.7109 | 1340.5885 | 1095.5693 | 0 | 11.0325 | 1048.05 | 462.3411 | 810.8768 | 2689.9497 | 0 | 2.8541 | 0.0058114 | 0 | 1.0616 | 0 | 0 | 939.0329 | 0 | 0 | 0 | 8949.6516 | 295 | 11 | Fall
2018-10-22 12:00 | 77.079 | 336.5783 | 195.6524 | 1308.6465 | 1103.9623 | 0 | 8.0458 | 1125.7432 | 458.7746 | 803.6492 | 2668.8794 | 0 | 3.6378 | 0.0064724 | 0 | 1.3531 | 0 | 0 | 949.4338 | 0 | 0 | 0 | 9041.442 | 295 | 12 | Fall
2018-10-22 13:00 | 61.2838 | 431.5381 | 188.6567 | 1149.9858 | 1072.0683 | 0 | 7.8284 | 1147.5719 | 445.1313 | 769.9169 | 2591.4688 | 0 | 3.8285 | 0.0065675 | 0 | 1.424 | 0 | 0 | 972.8284 | 0 | 0 | 0 | 8843.5375 | 295 | 13 | Fall
2018-10-22 14:00 | 56.9665 | 526.2789 | 193.066 | 1117.0912 | 1061.0025 | 0 | 9.2301 | 1118.9904 | 418.8248 | 729.1008 | 2459.3874 | 0 | 3.9421 | 0.0064605 | 0 | 1.4663 | 0 | 0 | 968.813 | 0 | 0 | 0 | 8664.1665 | 295 | 14 | Fall
2018-10-22 15:00 | 67.4232 | 580.8726 | 207.6591 | 1163.7118 | 1099.9193 | 0 | 12.2169 | 1044.5229 | 385.6986 | 699.9201 | 2331.3537 | 0 | 4.1395 | 0.0064706 | 0 | 1.5397 | 0 | 0 | 950.9522 | 0 | 0 | 0 | 8549.9359 | 295 | 15 | Fall
2018-10-22 16:00 | 91.7752 | 603.3515 | 250.6229 | 1366.0415 | 1178.8431 | 0 | 17.6826 | 929.1164 | 353.0903 | 562.1993 | 2232.2851 | 0 | 4.7759 | 0.0066088 | 0 | 1.7764 | 0 | 0 | 972.0795 | 0 | 0 | 0 | 8563.6464 | 295 | 16 | Fall
2018-10-22 17:00 | 114.9512 | 625.244 | 338.7805 | 1532.1825 | 1277.7297 | 0 | 25.2773 | 799.7382 | 320.7475 | 543.255 | 2151.4078 | 0 | 4.4814 | 0.0066775 | 0 | 1.6669 | 0 | 0 | 979.5072 | 0 | 0 | 0 | 8714.9759 | 295 | 17 | Fall
2018-10-22 18:00 | 141.235 | 579.4858 | 471.509 | 1687.2346 | 1301.19 | 0 | 31.9851 | 674.2843 | 434.2648 | 519.9992 | 1943.3843 | 0 | 5.3905 | 0.0082165 | 0 | 2.005 | 0 | 0 | 1003.1304 | 0 | 0 | 0 | 8795.1062 | 295 | 18 | Fall
2018-10-22 19:00 | 161.3588 | 523.9149 | 634.756 | 1588.4727 | 1264.1302 | 0 | 38.5987 | 556.2849 | 434.12 | 486.3075 | 1848.5741 | 0 | 5.3341 | 0.0068475 | 0 | 1.9841 | 0 | 0 | 1010.9957 | 0 | 0 | 0 | 8554.8385 | 295 | 19 | Fall
2018-10-22 20:00 | 184.3692 | 484.6539 | 744.2268 | 1509.041 | 1211.2419 | 0 | 41.1179 | 463.078 | 416.4657 | 400.2288 | 1750.6585 | 0 | 4.3276 | 0.0068004 | 0 | 1.6097 | 0 | 0 | 985.4966 | 0 | 0 | 0 | 8196.5223 | 295 | 20 | Fall
2018-10-22 21:00 | 217.4583 | 433.7654 | 661.4645 | 1439.3327 | 1147.2723 | 0 | 21.4722 | 402.4486 | 384.8617 | 319.9804 | 1662.7357 | 0 | 3.6358 | 0.0067237 | 0 | 1.3524 | 0 | 0 | 995.8762 | 0 | 0 | 0 | 7691.6628 | 295 | 21 | Fall
2018-10-22 22:00 | 240.8508 | 367.9128 | 328.7454 | 1228.6881 | 991.8616 | 0 | 23.6246 | 364.9307 | 331.3201 | 262.1162 | 1607.0486 | 0 | 2.7984 | 0.0066177 | 0 | 1.0409 | 0 | 0 | 1020.4591 | 0 | 0 | 0 | 6771.4038 | 295 | 22 | Fall
2018-10-22 23:00 | 273.6118 | 319.6437 | 135.1356 | 912.8359 | 908.9204 | 0 | 26.8425 | 338.7173 | 297.0778 | 225.8198 | 1570.8808 | 0 | 1.8823 | 0.007786 | 0 | 0.70012 | 0 | 0 | 1077.4092 | 0 | 0 | 0 | 6089.4847 | 295 | 23 | Fall
2018-10-23 | 302.0312 | 280.2658 | 86.3504 | 650.8054 | 880.0593 | 0 | 28.2032 | 291.804 | 279.5629 | 188.5118 | 1506.0013 | 0 | 0.39353 | 0.0054789 | 0 | 0.14638 | 0 | 0 | 1479.8 | 0 | 0 | 0 | 5973.9405 | 296 | 0 | Fall
2018-10-23 01:00 | 316.1773 | 255.7433 | 79.2736 | 471.3638 | 864.7932 | 0 | 27.2432 | 267.3912 | 269.2644 | 169.0527 | 1478.6727 | 0 | 0.25457 | 0.0060083 | 0 | 0.09469 | 0 | 0 | 1498.895 | 0 | 0 | 0 | 5698.2257 | 296 | 1 | Fall
2018-10-23 02:00 | 365.1589 | 231.2892 | 77.6273 | 415.9188 | 857.9208 | 0 | 29.1384 | 268.2535 | 266.4136 | 159.2544 | 1445.5497 | 0 | 0.12014 | 0.0060121 | 0 | 0.044687 | 0 | 0 | 1526.0651 | 0 | 0 | 0 | 5642.7605 | 296 | 2 | Fall
2018-10-23 03:00 | 404.9087 | 208.9946 | 77.6273 | 428.8587 | 858.5161 | 0 | 33.1768 | 280.7752 | 267.6611 | 160.9965 | 1409.3309 | 0 | 0.16074 | 0.0060676 | 0 | 0.059789 | 0 | 0 | 1567.3889 | 0 | 0 | 0 | 5698.4615 | 296 | 3 | Fall
2018-10-23 04:00 | 463.1959 | 176.8281 | 77.8783 | 478.2314 | 875.6837 | 0 | 41.0798 | 305.0382 | 278.4037 | 191.8196 | 1411.4274 | 0 | 0.089641 | 0.0074864 | 0 | 0.033343 | 0 | 0 | 1638.0581 | 0 | 0 | 0 | 5937.7748 | 296 | 4 | Fall
2018-10-23 05:00 | 509.3482 | 159.9956 | 90.0173 | 738.8172 | 901.0521 | 0 | 58.9784 | 376.0853 | 308.5144 | 240.3779 | 1470.7989 | 0 | 0.38479 | 0.0075374 | 0 | 0.14312 | 0 | 0 | 1804.4036 | 0 | 0 | 0 | 6658.9244 | 296 | 5 | Fall
2018-10-23 06:00 | 541.8006 | 159.7887 | 180.1207 | 1126.4935 | 957.8835 | 0 | 140.4706 | 497.5378 | 362.298 | 315.8418 | 1780.4513 | 0 | 0.97473 | 0.006118 | 0 | 0.36256 | 0 | 0 | 1761.2031 | 0 | 0 | 0 | 7825.2331 | 296 | 6 | Fall
2018-10-23 07:00 | 573.6574 | 160.2205 | 243.7541 | 1284.8825 | 1031.16 | 0 | 136.6736 | 609.0425 | 341.9606 | 427.3557 | 2019.3027 | 0 | 1.7387 | 0.0055294 | 0 | 0.64673 | 0 | 0 | 1769.8661 | 0 | 0 | 0 | 8600.2667 | 296 | 7 | Fall
2018-10-23 08:00 | 552.2172 | 160.8573 | 242.3877 | 1262.5776 | 1071.3112 | 0 | 125.5425 | 687.5354 | 373.0294 | 643.959 | 2261.935 | 0 | 1.9026 | 0.0055117 | 0 | 0.70767 | 0 | 0 | 1860.327 | 0 | 0 | 0 | 9244.2951 | 296 | 8 | Fall
2018-10-23 09:00 | 529.7096 | 178.9792 | 235.2398 | 1313.6236 | 1094.7286 | 0 | 111.7572 | 758.5607 | 427.8536 | 740.1549 | 2474.5644 | 0 | 1.7512 | 0.0055543 | 0 | 0.65138 | 0 | 0 | 1918.0356 | 0 | 0 | 0 | 9785.6155 | 296 | 9 | Fall
2018-10-23 10:00 | 493.3045 | 197.9122 | 221.5515 | 1356.824 | 1094.1078 | 0 | 93.6363 | 838.6057 | 455.0172 | 792.0062 | 2638.6234 | 0 | 1.991 | 0.0055742 | 0 | 0.74056 | 0 | 0 | 1918.3295 | 0 | 0 | 0 | 10102.6554 | 296 | 10 | Fall
2018-10-23 11:00 | 438.8963 | 248.7743 | 203.9707 | 1369.4954 | 1094.7276 | 0 | 74.5095 | 935.6657 | 462.3411 | 809.8162 | 2689.9497 | 0 | 2.3969 | 0.0056177 | 0 | 0.89154 | 0 | 0 | 1902.7964 | 0 | 0 | 0 | 10234.2371 | 296 | 11 | Fall
2018-10-23 12:00 | 379.4106 | 311.4637 | 195.7144 | 1298.5512 | 1102.6868 | 0 | 59.5313 | 988.4331 | 458.7746 | 802.5856 | 2668.8794 | 0 | 2.7187 | 0.0056325 | 0 | 1.0113 | 0 | 0 | 1901.7547 | 0 | 0 | 0 | 10171.521 | 296 | 12 | Fall
2018-10-23 13:00 | 305.0187 | 388.2078 | 188.0268 | 1164.2236 | 1071.221 | 0 | 48.702 | 998.8254 | 445.1313 | 767.9787 | 2591.4688 | 0 | 2.7268 | 0.0056762 | 0 | 1.0143 | 0 | 0 | 1883.6005 | 0 | 0 | 0 | 9856.1513 | 296 | 13 | Fall
2018-10-23 14:00 | 280.5649 | 486.2124 | 190.1082 | 1097.4895 | 1058.5209 | 0 | 41.6631 | 987.7961 | 418.8248 | 726.5211 | 2459.3874 | 0 | 3.0142 | 0.005673 | 0 | 1.1212 | 0 | 0 | 1825.8403 | 0 | 0 | 0 | 9577.07 | 296 | 14 | Fall
2018-10-23 15:00 | 257.7628 | 598.7388 | 208.7886 | 1172.3844 | 1099.3603 | 0 | 38.8367 | 963.6748 | 385.6986 | 701.4381 | 2331.3537 | 0 | 4.0748 | 0.0057633 | 0 | 1.5157 | 0 | 0 | 1779.369 | 0 | 0 | 0 | 9543.002 | 296 | 15 | Fall
2018-10-23 16:00 | 227.8488 | 662.208 | 250.867 | 1350.8042 | 1179.0882 | 0 | 38.666 | 886.1602 | 353.0903 | 562.2172 | 2232.2851 | 0 | 5.3168 | 0.0050823 | 0 | 1.9776 | 0 | 0 | 1704.9176 | 0 | 0 | 0 | 9455.452 | 296 | 16 | Fall
2018-10-23 17:00 | 216.3919 | 650.168 | 336.5806 | 1539.3183 | 1275.6615 | 0 | 40.7043 | 758.7822 | 320.7475 | 539.8231 | 2151.4078 | 0 | 6.5303 | 0.0052439 | 0 | 2.429 | 0 | 0 | 1677.5157 | 0 | 0 | 0 | 9516.0653 | 296 | 17 | Fall
2018-10-23 18:00 | 228.1366 | 565.4959 | 474.0467 | 1640.3012 | 1301.2439 | 0 | 50.3658 | 631.6211 | 434.3147 | 522.3794 | 1943.3843 | 0 | 5.0038 | 0.0052702 | 0 | 1.8612 | 0 | 0 | 1661.4855 | 0 | 0 | 0 | 9459.6452 | 296 | 18 | Fall
2018-10-23 19:00 | 254.0567 | 489.0727 | 641.1962 | 1605.7805 | 1265.6653 | 0 | 55.3118 | 517.3391 | 434.12 | 484.6494 | 1848.5741 | 0 | 2.6977 | 0.0060476 | 0 | 1.0034 | 0 | 0 | 1657.8724 | 0 | 0 | 0 | 9257.3454 | 296 | 19 | Fall
2018-10-23 20:00 | 299.9206 | 445.7074 | 754.5627 | 1524.6003 | 1213.8507 | 0 | 58.6169 | 428.8948 | 416.4657 | 397.3089 | 1750.6585 | 0 | 2.062 | 0.0053072 | 0 | 0.76698 | 0 | 0 | 1635.1843 | 0 | 0 | 0 | 8928.6049 | 296 | 20 | Fall
2018-10-23 21:00 | 363.9467 | 402.0029 | 661.0632 | 1442.6506 | 1146.695 | 0 | 30.4936 | 375.3361 | 384.8617 | 319.0418 | 1662.7357 | 0 | 1.5365 | 0.0052813 | 0 | 0.57151 | 0 | 0 | 1589.5725 | 0 | 0 | 0 | 8380.5133 | 296 | 21 | Fall
2018-10-23 22:00 | 419.0405 | 345.1586 | 325.9929 | 1224.6853 | 989.4613 | 0 | 37.2277 | 342.8709 | 331.3201 | 262.0007 | 1607.0486 | 0 | 1.0016 | 0.0059077 | 0 | 0.37254 | 0 | 0 | 1538.1067 | 0 | 0 | 0 | 7424.2932 | 296 | 22 | Fall
2018-10-23 23:00 | 468.8559 | 300.1502 | 134.111 | 912.7497 | 908.0811 | 0 | 40.8473 | 320.4212 | 297.0778 | 225.3411 | 1570.8808 | 0 | 0.72622 | 0.0056972 | 0 | 0.27012 | 0 | 0 | 1530.3116 | 0 | 0 | 0 | 6709.8296 | 296 | 23 | Fall
2018-10-24 | 495.6801 | 266.9222 | 86.0254 | 632.6252 | 879.7164 | 0 | 40.7989 | 278.7423 | 279.5629 | 187.2823 | 1506.0013 | 0 | 0.38704 | 0.0056299 | 0 | 0.14396 | 0 | 0 | 1454.9462 | 0 | 0 | 0 | 6108.8398 | 297 | 0 | Fall
2018-10-24 01:00 | 512.9463 | 250.6846 | 79.0671 | 486.4451 | 864.6698 | 0 | 34.3891 | 261.291 | 269.5307 | 168.0049 | 1478.1194 | 0 | 0.25384 | 0.006129 | 0 | 0.09442 | 0 | 0 | 1494.4369 | 0 | 0 | 0 | 5899.9393 | 297 | 1 | Fall
2018-10-24 02:00 | 571.1109 | 237.908 | 77.6273 | 425.6847 | 857.8289 | 0 | 38.6423 | 264.9232 | 266.5492 | 159.4473 | 1447.265 | 0 | 0.12009 | 0.0061241 | 0 | 0.044669 | 0 | 0 | 1530.4052 | 0 | 0 | 0 | 5877.5629 | 297 | 2 | Fall
2018-10-24 03:00 | 624.8431 | 230.0685 | 77.6273 | 419.8651 | 858.512 | 0 | 46.1055 | 281.3813 | 267.6032 | 161.7242 | 1413.0391 | 0 | 0.16105 | 0.0061273 | 0 | 0.059905 | 0 | 0 | 1575.4995 | 0 | 0 | 0 | 5956.496 | 297 | 3 | Fall
2018-10-24 04:00 | 696.3852 | 211.6339 | 77.8643 | 489.9702 | 875.7193 | 0 | 56.6499 | 305.1201 | 278.1847 | 191.676 | 1415.1073 | 0 | 0.090532 | 0.0076039 | 0 | 0.033674 | 0 | 0 | 1650.3239 | 0 | 0 | 0 | 6248.7666 | 297 | 4 | Fall
2018-10-24 05:00 | 771.6077 | 197.5442 | 89.5842 | 748.5241 | 901.0728 | 0 | 90.0561 | 372.284 | 307.9248 | 239.0792 | 1475.7673 | 0 | 0.38599 | 0.007561 | 0 | 0.14357 | 0 | 0 | 1810.6861 | 0 | 0 | 0 | 7004.6675 | 297 | 5 | Fall
2018-10-24 06:00 | 831.2267 | 197.8628 | 180.3088 | 1139.7068 | 958.1065 | 0 | 207.0925 | 480.6885 | 360.6403 | 315.3579 | 1785.7752 | 0 | 0.9916 | 0.0062385 | 0 | 0.36884 | 0 | 0 | 1791.2692 | 0 | 0 | 0 | 8249.4018 | 297 | 6 | Fall
2018-10-24 07:00 | 864.7027 | 196.3679 | 244.3666 | 1307.4378 | 1029.7307 | 0 | 202.0718 | 578.4344 | 340.6061 | 428.3944 | 2023.3511 | 0 | 1.7058 | 0.0055287 | 0 | 0.63447 | 0 | 0 | 1736.1111 | 0 | 0 | 0 | 8953.9204 | 297 | 7 | Fall
2018-10-24 08:00 | 768.2087 | 179.1467 | 243.0193 | 1289.6861 | 1070.343 | 0 | 165.7141 | 643.3462 | 369.4996 | 642.8743 | 2264.4618 | 0 | 1.8291 | 0.0055911 | 0 | 0.68033 | 0 | 0 | 1788.512 | 0 | 0 | 0 | 9427.3266 | 297 | 8 | Fall
2018-10-24 09:00 | 609.7341 | 153.4626 | 232.9036 | 1316.1642 | 1093.2651 | 0 | 118.6987 | 699.5895 | 426.6044 | 741.3477 | 2475.1843 | 0 | 1.6525 | 0.0055489 | 0 | 0.61465 | 0 | 0 | 1809.9876 | 0 | 0 | 0 | 9679.2144 | 297 | 9 | Fall
2018-10-24 10:00 | 464.0008 | 125.9869 | 219.6081 | 1356.4385 | 1092.9716 | 0 | 73.0503 | 749.705 | 454.7504 | 792.3951 | 2637.8932 | 0 | 1.8297 | 0.0048642 | 0 | 0.68058 | 0 | 0 | 1762.8667 | 0 | 0 | 0 | 9732.1817 | 297 | 10 | Fall
2018-10-24 11:00 | 331.975 | 113.0725 | 203.0944 | 1328.6711 | 1094.7646 | 0 | 39.638 | 790.8643 | 462.2977 | 808.8564 | 2687.0461 | 0 | 2.1492 | 0.0048969 | 0 | 0.79943 | 0 | 0 | 1705.9639 | 0 | 0 | 0 | 9569.1975 | 297 | 11 | Fall
2018-10-24 12:00 | 243.8099 | 120.2586 | 194.4496 | 1271.2233 | 1102.1734 | 0 | 24.0096 | 819.1744 | 458.7655 | 800.7913 | 2665.3095 | 0 | 2.4079 | 0.0049236 | 0 | 0.89565 | 0 | 0 | 1684.5049 | 0 | 0 | 0 | 9387.7787 | 297 | 12 | Fall
2018-10-24 13:00 | 154.8675 | 154.8624 | 186.617 | 1156.2092 | 1070.5086 | 0 | 15.7396 | 844.0949 | 445.1259 | 766.9063 | 2588.0229 | 0 | 2.3947 | 0.0048917 | 0 | 0.89073 | 0 | 0 | 1653.9629 | 0 | 0 | 0 | 9040.2077 | 297 | 13 | Fall
2018-10-24 14:00 | 102.7438 | 208.3978 | 190.457 | 1118.0668 | 1058.0549 | 0 | 11.0365 | 849.0035 | 418.8259 | 725.8787 | 2455.1169 | 0 | 2.6549 | 0.0049344 | 0 | 0.98753 | 0 | 0 | 1608.1092 | 0 | 0 | 0 | 8749.3385 | 297 | 14 | Fall
2018-10-24 15:00 | 77.8811 | 276.0122 | 209.7924 | 1187.7847 | 1099.3341 | 0 | 10.4408 | 817.5779 | 385.6988 | 700.511 | 2324.7236 | 0 | 3.5588 | 0.0049625 | 0 | 1.3237 | 0 | 0 | 1554.014 | 0 | 0 | 0 | 8648.658 | 297 | 15 | Fall
2018-10-24 16:00 | 69.0398 | 317.9909 | 250.867 | 1364.4804 | 1177.6312 | 0 | 11.8317 | 744.1182 | 353.0911 | 557.9018 | 2227.1223 | 0 | 4.6143 | 0.0050868 | 0 | 1.7163 | 0 | 0 | 1479.6726 | 0 | 0 | 0 | 8560.0828 | 297 | 16 | Fall
2018-10-24 17:00 | 68.7695 | 311.5771 | 336.4001 | 1564.8719 | 1275.4932 | 0 | 14.8127 | 632.9456 | 320.7329 | 538.4032 | 2146.2553 | 0 | 5.5701 | 0.0051515 | 0 | 2.0718 | 0 | 0 | 1430.9202 | 0 | 0 | 0 | 8648.8288 | 297 | 17 | Fall
2018-10-24 18:00 | 92.7774 | 239.69 | 470.7527 | 1638.6437 | 1299.0997 | 0 | 24.404 | 527.1597 | 434.715 | 518.1289 | 1940.5028 | 0 | 4.3219 | 0.0052565 | 0 | 1.6076 | 0 | 0 | 1435.1401 | 0 | 0 | 0 | 8626.9487 | 297 | 18 | Fall
2018-10-24 19:00 | 123.9159 | 194.7867 | 634.1611 | 1594.0002 | 1262.8052 | 0 | 34.9731 | 443.3973 | 434.1447 | 483.3427 | 1848.2312 | 0 | 2.3682 | 0.0053362 | 0 | 0.88088 | 0 | 0 | 1455.6451 | 0 | 0 | 0 | 8512.6574 | 297 | 19 | Fall
2018-10-24 20:00 | 154.8831 | 169.204 | 751.9529 | 1521.1302 | 1212.7587 | 0 | 39.7549 | 378.087 | 417.1344 | 397.599 | 1751.6789 | 0 | 1.8215 | 0.0052646 | 0 | 0.67752 | 0 | 0 | 1444.5274 | 0 | 0 | 0 | 8241.2148 | 297 | 20 | Fall
2018-10-24 21:00 | 201.1073 | 144.9141 | 668.8497 | 1456.5471 | 1147.3829 | 0 | 22.716 | 337.3276 | 387.699 | 317.1977 | 1664.9398 | 0 | 1.3802 | 0.0052694 | 0 | 0.51339 | 0 | 0 | 1427.8107 | 0 | 0 | 0 | 7778.3909 | 297 | 21 | Fall
2018-10-24 22:00 | 257.7638 | 124.1222 | 330.1836 | 1300.9689 | 990.7703 | 0 | 23.5755 | 309.4174 | 335.0447 | 261.2426 | 1608.5537 | 0 | 0.91128 | 0.0051201 | 0 | 0.33896 | 0 | 0 | 1399.5274 | 0 | 0 | 0 | 6942.4255 | 297 | 22 | Fall
2018-10-24 23:00 | 311.9856 | 114.1631 | 135.9728 | 919.359 | 908.5958 | 0 | 27.5461 | 293.0391 | 299.0849 | 225.8573 | 1571.5875 | 0 | 0.66658 | 0.0050122 | 0 | 0.24794 | 0 | 0 | 1404.845 | 0 | 0 | 0 | 6212.9558 | 297 | 23 | Fall
2018-10-25 | 364.1016 | 113.209 | 86.2764 | 636.4309 | 880.0976 | 0 | 29.2693 | 256.3657 | 280.4149 | 188.3365 | 1504.9675 | 0 | 0.37369 | 0.0055912 | 0 | 0.139 | 0 | 0 | 1405.9895 | 0 | 0 | 0 | 5745.9773 | 298 | 0 | Fall
2018-10-25 01:00 | 416.0047 | 125.885 | 79.1822 | 490.9586 | 864.6307 | 0 | 26.4298 | 239.9803 | 269.4249 | 167.5498 | 1473.6582 | 0 | 0.24691 | 0.0054745 | 0 | 0.09184 | 0 | 0 | 1451.6414 | 0 | 0 | 0 | 5605.6898 | 298 | 1 | Fall
2018-10-25 02:00 | 481.139 | 124.5782 | 77.6273 | 429.1508 | 857.8534 | 0 | 31.798 | 242.7048 | 266.4829 | 158.9839 | 1441.8265 | 0 | 0.11694 | 0.0054504 | 0 | 0.043495 | 0 | 0 | 1488.2372 | 0 | 0 | 0 | 5600.548 | 298 | 2 | Fall
2018-10-25 03:00 | 535.7272 | 127.8823 | 77.6273 | 433.0535 | 858.5254 | 0 | 39.0609 | 259.1304 | 267.659 | 162.1079 | 1406.1974 | 0 | 0.15724 | 0.0061172 | 0 | 0.058486 | 0 | 0 | 1537.674 | 0 | 0 | 0 | 5704.8672 | 298 | 3 | Fall
2018-10-25 04:00 | 632.8822 | 138.9537 | 77.8994 | 505.0206 | 875.8323 | 0 | 51.7604 | 286.5712 | 278.3421 | 190.5097 | 1407.3925 | 0 | 0.088656 | 0.0062895 | 0 | 0.032976 | 0 | 0 | 1627.6888 | 0 | 0 | 0 | 6072.9809 | 298 | 4 | Fall
2018-10-25 05:00 | 721.7356 | 146.719 | 89.9292 | 752.8934 | 901.311 | 0 | 82.5025 | 356.8233 | 308.3715 | 239.6164 | 1467.7547 | 0 | 0.3791 | 0.0075772 | 0 | 0.14101 | 0 | 0 | 1777.2543 | 0 | 0 | 0 | 6845.4384 | 298 | 5 | Fall
2018-10-25 06:00 | 790.2686 | 151.3199 | 181.8053 | 1109.7082 | 958.3854 | 0 | 200.4772 | 469.2393 | 362.1024 | 315.2358 | 1778.674 | 0 | 0.96134 | 0.006115 | 0 | 0.35758 | 0 | 0 | 1736.4813 | 0 | 0 | 0 | 8055.0225 | 298 | 6 | Fall
2018-10-25 07:00 | 820.0073 | 154.3595 | 247.3159 | 1340.8947 | 1031.5475 | 0 | 184.6174 | 567.532 | 344.0644 | 429.7242 | 2016.6886 | 0 | 1.6472 | 0.005456 | 0 | 0.61269 | 0 | 0 | 1676.3411 | 0 | 0 | 0 | 8815.3578 | 298 | 7 | Fall
2018-10-25 08:00 | 729.8172 | 145.0934 | 245.3958 | 1342.3069 | 1072.3548 | 0 | 144.1473 | 627.3301 | 372.73 | 643.5079 | 2256.4833 | 0 | 1.7878 | 0.0048786 | 0 | 0.66499 | 0 | 0 | 1748.0465 | 0 | 0 | 0 | 9329.6709 | 298 | 8 | Fall
2018-10-25 09:00 | 580.76 | 116.9306 | 233.7286 | 1325.638 | 1093.8365 | 0 | 93.7309 | 682.6706 | 427.6349 | 743.7243 | 2463.3942 | 0 | 1.6342 | 0.0048796 | 0 | 0.60786 | 0 | 0 | 1790.0772 | 0 | 0 | 0 | 9554.3726 | 298 | 9 | Fall
2018-10-25 10:00 | 451.079 | 93.1238 | 219.5445 | 1348.0806 | 1093.5171 | 0 | 51.7058 | 734.0819 | 454.9038 | 793.0465 | 2618.467 | 0 | 1.8242 | 0.0050115 | 0 | 0.67853 | 0 | 0 | 1758.1469 | 0 | 0 | 0 | 9618.2046 | 298 | 10 | Fall
2018-10-25 11:00 | 342.8653 | 82.9467 | 203.7984 | 1356.8103 | 1095.5742 | 0 | 30.1197 | 767.9062 | 462.3097 | 810.7939 | 2658.9508 | 0 | 2.1945 | 0.0050897 | 0 | 0.81627 | 0 | 0 | 1742.1918 | 0 | 0 | 0 | 9557.2828 | 298 | 11 | Fall
2018-10-25 12:00 | 258.8294 | 88.5879 | 196.1911 | 1302.3198 | 1103.1852 | 0 | 22.0959 | 794.7084 | 458.7695 | 803.0816 | 2631.5844 | 0 | 2.4841 | 0.0051258 | 0 | 0.924 | 0 | 0 | 1737.6319 | 0 | 0 | 0 | 9400.3983 | 298 | 12 | Fall
2018-10-25 13:00 | 172.9464 | 110.4384 | 188.5034 | 1190.1755 | 1071.6559 | 0 | 17.914 | 834.0385 | 445.1295 | 769.8045 | 2553.3824 | 0 | 2.5189 | 0.0052852 | 0 | 0.93691 | 0 | 0 | 1739.7891 | 0 | 0 | 0 | 9097.2388 | 298 | 13 | Fall
2018-10-25 14:00 | 120.3983 | 151.4409 | 191.254 | 1128.2815 | 1058.9789 | 0 | 15.2449 | 840.4348 | 418.8265 | 729.0319 | 2425.6575 | 0 | 2.7821 | 0.0053031 | 0 | 1.0348 | 0 | 0 | 1685.0109 | 0 | 0 | 0 | 8768.3824 | 298 | 14 | Fall
2018-10-25 15:00 | 91.2422 | 189.2048 | 208.7997 | 1186.6727 | 1098.5231 | 0 | 15.9556 | 804.0976 | 385.699 | 699.4123 | 2306.359 | 0 | 3.7113 | 0.0054045 | 0 | 1.3805 | 0 | 0 | 1620.7569 | 0 | 0 | 0 | 8611.8202 | 298 | 15 | Fall
2018-10-25 16:00 | 84.3384 | 219.5219 | 249.8346 | 1350.3872 | 1175.9685 | 0 | 17.8579 | 735.8704 | 353.0904 | 563.6962 | 2219.7454 | 0 | 4.736 | 0.005455 | 0 | 1.7616 | 0 | 0 | 1518.6414 | 0 | 0 | 0 | 8495.4553 | 298 | 16 | Fall
2018-10-25 17:00 | 83.596 | 221.2283 | 336.2472 | 1570.3604 | 1275.5229 | 0 | 20.8745 | 633.7448 | 320.7338 | 539.7928 | 2148.7873 | 0 | 5.7106 | 0.0047466 | 0 | 2.1241 | 0 | 0 | 1466.8182 | 0 | 0 | 0 | 8625.5455 | 298 | 17 | Fall
2018-10-25 18:00 | 104.3931 | 198.6904 | 470.4182 | 1644.8061 | 1300.5287 | 0 | 29.6287 | 545.2783 | 436.9033 | 519.0896 | 1950.4086 | 0 | 4.4313 | 0.0055188 | 0 | 1.6483 | 0 | 0 | 1471.3849 | 0 | 0 | 0 | 8677.615 | 298 | 18 | Fall
2018-10-25 19:00 | 134.0441 | 176.0034 | 636.8397 | 1594.6532 | 1264.4433 | 0 | 37.3077 | 459.0462 | 434.1247 | 485.1417 | 1862.8223 | 0 | 2.413 | 0.0055241 | 0 | 0.89755 | 0 | 0 | 1483.209 | 0 | 0 | 0 | 8570.9514 | 298 | 19 | Fall
2018-10-25 20:00 | 173.7821 | 163.2904 | 749.6475 | 1548.4131 | 1211.7528 | 0 | 42.7305 | 382.9987 | 416.492 | 397.502 | 1767.7062 | 0 | 1.8614 | 0.0055177 | 0 | 0.69238 | 0 | 0 | 1475.9228 | 0 | 0 | 0 | 8332.7974 | 298 | 20 | Fall
2018-10-25 21:00 | 216.3006 | 155.2431 | 662.1142 | 1404.2793 | 1148.3539 | 0 | 26.2976 | 338.8516 | 384.9438 | 319.5112 | 1678.4158 | 0 | 1.4044 | 0.0054222 | 0 | 0.52236 | 0 | 0 | 1453.0806 | 0 | 0 | 0 | 7789.3239 | 298 | 21 | Fall
2018-10-25 22:00 | 273.3763 | 137.8056 | 330.4148 | 1241.2021 | 992.4541 | 0 | 27.4568 | 310.2673 | 331.5038 | 261.7493 | 1615.807 | 0 | 0.9273 | 0.0052717 | 0 | 0.34492 | 0 | 0 | 1424.0621 | 0 | 0 | 0 | 6947.3766 | 298 | 22 | Fall
2018-10-25 23:00 | 328.8501 | 136.4855 | 136.4437 | 909.256 | 908.8837 | 0 | 31.0236 | 292.5689 | 297.3998 | 225.4159 | 1570.3319 | 0 | 0.6782 | 0.0050935 | 0 | 0.25226 | 0 | 0 | 1429.1791 | 0 | 0 | 0 | 6266.7738 | 298 | 23 | Fall
2018-10-26 | 378.943 | 134.5914 | 86.6022 | 662.1222 | 880.2629 | 0 | 32.1726 | 256.7668 | 280.017 | 188.7795 | 1499.5401 | 0 | 0.38437 | 0.0057231 | 0 | 0.14297 | 0 | 0 | 1446.472 | 0 | 0 | 0 | 5846.8028 | 299 | 0 | Fall
2018-10-26 01:00 | 432.9583 | 145.3383 | 79.2853 | 498.1533 | 864.8337 | 0 | 27.9234 | 240.6284 | 269.2644 | 168.5536 | 1478.6727 | 0 | 0.25128 | 0.0056004 | 0 | 0.093465 | 0 | 0 | 1475.3461 | 0 | 0 | 0 | 5681.3077 | 299 | 1 | Fall
2018-10-26 02:00 | 513.6387 | 156.6642 | 77.6273 | 423.2634 | 857.9205 | 0 | 34.5155 | 244.9557 | 266.4136 | 159.8359 | 1445.5497 | 0 | 0.11873 | 0.0054746 | 0 | 0.044163 | 0 | 0 | 1509.8498 | 0 | 0 | 0 | 5690.4027 | 299 | 2 | Fall
2018-10-26 03:00 | 578.2841 | 162.6988 | 77.6273 | 420.0287 | 858.5037 | 0 | 44.9115 | 262.7048 | 267.6611 | 161.4334 | 1409.3309 | 0 | 0.15878 | 0.0062378 | 0 | 0.059061 | 0 | 0 | 1555.73 | 0 | 0 | 0 | 5799.1384 | 299 | 3 | Fall
2018-10-26 04:00 | 663.0863 | 168.7185 | 77.8922 | 487.7977 | 875.794 | 0 | 58.169 | 290.5314 | 278.4037 | 190.8907 | 1411.4274 | 0 | 0.089391 | 0.0062862 | 0 | 0.03325 | 0 | 0 | 1636.0879 | 0 | 0 | 0 | 6138.9278 | 299 | 4 | Fall
2018-10-26 05:00 | 742.3559 | 179.5959 | 89.9607 | 743.5582 | 901.0991 | 0 | 87.7118 | 358.115 | 308.5144 | 240.6772 | 1470.7989 | 0 | 0.38034 | 0.0076958 | 0 | 0.14147 | 0 | 0 | 1784.0543 | 0 | 0 | 0 | 6906.9709 | 299 | 5 | Fall
2018-10-26 06:00 | 807.9771 | 187.8595 | 178.8742 | 1112.8465 | 957.4573 | 0 | 193.6501 | 468.5604 | 362.298 | 315.4857 | 1780.4513 | 0 | 0.97413 | 0.00558 | 0 | 0.36234 | 0 | 0 | 1759.7322 | 0 | 0 | 0 | 8126.5345 | 299 | 6 | Fall
2018-10-26 07:00 | 854.594 | 194.0718 | 243.3721 | 1285.0225 | 1029.2035 | 0 | 193.0863 | 563.0484 | 345.8508 | 428.3206 | 2019.3027 | 0 | 1.674 | 0.0056655 | 0 | 0.62264 | 0 | 0 | 1703.4542 | 0 | 0 | 0 | 8861.6292 | 299 | 7 | Fall
2018-10-26 08:00 | 781.8136 | 188.0818 | 243.2231 | 1313.7357 | 1069.8836 | 0 | 162.8756 | 622.1647 | 373.0294 | 646.2161 | 2261.935 | 0 | 1.8059 | 0.0049684 | 0 | 0.67171 | 0 | 0 | 1765.6748 | 0 | 0 | 0 | 9431.1158 | 299 | 8 | Fall
2018-10-26 09:00 | 637.8136 | 173.379 | 231.4776 | 1352.1801 | 1091.4029 | 0 | 120.7511 | 684.1387 | 427.8536 | 743.9986 | 2474.5644 | 0 | 1.6445 | 0.0049292 | 0 | 0.61168 | 0 | 0 | 1801.0803 | 0 | 0 | 0 | 9740.901 | 299 | 9 | Fall
2018-10-26 10:00 | 486.2309 | 158.3462 | 219.1817 | 1367.3121 | 1093.1607 | 0 | 82.5628 | 745.9298 | 455.0172 | 794.7324 | 2638.6234 | 0 | 1.829 | 0.0050348 | 0 | 0.6803 | 0 | 0 | 1762.6525 | 0 | 0 | 0 | 9806.2639 | 299 | 10 | Fall
2018-10-26 11:00 | 365.3221 | 163.9076 | 202.9775 | 1344.0234 | 1095.6398 | 0 | 58.2307 | 798.6466 | 462.3411 | 813.7841 | 2689.9497 | 0 | 2.1634 | 0.0050722 | 0 | 0.80471 | 0 | 0 | 1717.1249 | 0 | 0 | 0 | 9714.9207 | 299 | 11 | Fall
2018-10-26 12:00 | 304.5536 | 174.926 | 195.0516 | 1270.5572 | 1103.0691 | 0 | 48.036 | 832.7697 | 458.7746 | 805.5614 | 2668.8794 | 0 | 2.4078 | 0.0050823 | 0 | 0.8956 | 0 | 0 | 1684.4105 | 0 | 0 | 0 | 9549.8976 | 299 | 12 | Fall
2018-10-26 13:00 | 233.7682 | 209.8189 | 187.9279 | 1178.542 | 1072.8685 | 0 | 44.6172 | 851.6767 | 445.1313 | 771.8281 | 2591.4688 | 0 | 2.3807 | 0.0051455 | 0 | 0.88551 | 0 | 0 | 1644.5381 | 0 | 0 | 0 | 9235.457 | 299 | 13 | Fall
2018-10-26 14:00 | 186.6129 | 260.9198 | 191.0041 | 1126.9423 | 1060.3865 | 0 | 39.578 | 841.0615 | 418.8248 | 730.9218 | 2459.3874 | 0 | 2.6342 | 0.0051458 | 0 | 0.97983 | 0 | 0 | 1595.2835 | 0 | 0 | 0 | 8914.5419 | 299 | 14 | Fall
2018-10-26 15:00 | 159.5121 | 332.1074 | 207.861 | 1150.9748 | 1099.1616 | 0 | 37.8975 | 806.144 | 385.6986 | 702.0585 | 2331.3537 | 0 | 3.5332 | 0.0051174 | 0 | 1.3142 | 0 | 0 | 1543.0088 | 0 | 0 | 0 | 8760.6304 | 299 | 15 | Fall
2018-10-26 16:00 | 152.9903 | 387.4363 | 249.0991 | 1367.4265 | 1177.8013 | 0 | 40.0363 | 743.3345 | 353.0903 | 561.6845 | 2232.2851 | 0 | 4.6213 | 0.0052037 | 0 | 1.719 | 0 | 0 | 1481.8993 | 0 | 0 | 0 | 8753.429 | 299 | 16 | Fall
2018-10-26 17:00 | 153.2979 | 389.5018 | 336.0601 | 1577.2716 | 1276.7832 | 0 | 45.9222 | 636.9426 | 320.7475 | 543.9255 | 2151.4078 | 0 | 5.7051 | 0.0053244 | 0 | 2.1221 | 0 | 0 | 1465.5745 | 0 | 0 | 0 | 8905.2672 | 299 | 17 | Fall
2018-10-26 18:00 | 183.742 | 330.8568 | 472.041 | 1674.3832 | 1301.0749 | 0 | 60.0168 | 526.1574 | 437.3234 | 523.0562 | 1943.3843 | 0 | 4.3543 | 0.0052815 | 0 | 1.6196 | 0 | 0 | 1445.8258 | 0 | 0 | 0 | 8903.8409 | 299 | 18 | Fall
2018-10-26 19:00 | 229.9049 | 287.2455 | 633.8281 | 1619.6849 | 1262.8014 | 0 | 66.7042 | 441.6272 | 434.12 | 488.2767 | 1848.5741 | 0 | 2.4015 | 0.005308 | 0 | 0.89327 | 0 | 0 | 1476.2842 | 0 | 0 | 0 | 8792.3513 | 299 | 19 | Fall
2018-10-26 20:00 | 270.1165 | 269.0201 | 747.5262 | 1511.1312 | 1211.6985 | 0 | 64.9358 | 374.8301 | 416.4657 | 401.8789 | 1750.6585 | 0 | 1.8634 | 0.0052689 | 0 | 0.69312 | 0 | 0 | 1477.7324 | 0 | 0 | 0 | 8498.5557 | 299 | 20 | Fall
2018-10-26 21:00 | 321.157 | 241.5366 | 661.4667 | 1442.2182 | 1145.6953 | 0 | 43.4147 | 333.1622 | 384.8617 | 322.7514 | 1662.7357 | 0 | 1.4093 | 0.0052377 | 0 | 0.52421 | 0 | 0 | 1457.6081 | 0 | 0 | 0 | 8018.5464 | 299 | 21 | Fall
2018-10-26 22:00 | 386.6685 | 214.6229 | 328.8387 | 1256.4191 | 990.1343 | 0 | 44.0646 | 309.1242 | 331.3201 | 264.1281 | 1607.0486 | 0 | 0.93904 | 0.0051572 | 0 | 0.34928 | 0 | 0 | 1442.7649 | 0 | 0 | 0 | 7176.4275 | 299 | 22 | Fall
2018-10-26 23:00 | 440.4298 | 203.0589 | 135.7027 | 889.3735 | 908.5591 | 0 | 48.2069 | 294.7207 | 297.0778 | 228.205 | 1570.8808 | 0 | 0.69651 | 0.0058085 | 0 | 0.25907 | 0 | 0 | 1467.7765 | 0 | 0 | 0 | 6484.9531 | 299 | 23 | Fall
2018-10-27 | 495.1963 | 197.3653 | 86.5333 | 599.3008 | 880.1025 | 0 | 48.7347 | 259.1928 | 279.5629 | 189.463 | 1506.0013 | 0 | 0.39882 | 0.0054708 | 0 | 0.14834 | 0 | 0 | 1499.1294 | 0 | 0 | 0 | 6041.1348 | 300 | 0 | Fall
2018-10-27 01:00 | 551.2068 | 193.7688 | 79.1794 | 475.0732 | 864.8354 | 0 | 50.1566 | 267.1718 | 255.9752 | 160.9918 | 1557.1641 | 0 | 0.25259 | 0.0060926 | 0 | 0.093952 | 0 | 0 | 1486.6712 | 0 | 0 | 0 | 5942.5468 | 300 | 1 | Fall
2018-10-27 02:00 | 636.4642 | 196.9546 | 77.3015 | 427.294 | 857.9316 | 0 | 54.4964 | 265.0744 | 250.1968 | 162.1237 | 1530.9542 | 0 | 0.11591 | 0.0053907 | 0 | 0.043113 | 0 | 0 | 1475.8501 | 0 | 0 | 0 | 5934.8059 | 300 | 2 | Fall
2018-10-27 03:00 | 703.7648 | 202.4429 | 77.3015 | 420.3877 | 858.5085 | 0 | 61.6467 | 276.608 | 248.3003 | 176.0157 | 1497.1429 | 0 | 0.15185 | 0.0054263 | 0 | 0.056482 | 0 | 0 | 1480.9463 | 0 | 0 | 0 | 6003.2792 | 300 | 3 | Fall
2018-10-27 04:00 | 791.9419 | 205.3004 | 77.7856 | 429.3062 | 874.9453 | 0 | 75.1053 | 289.7392 | 250.4716 | 190.8801 | 1449.9068 | 0 | 0.083663 | 0.0062092 | 0 | 0.031119 | 0 | 0 | 1530.9883 | 0 | 0 | 0 | 6166.4917 | 300 | 4 | Fall
2018-10-27 05:00 | 874.6218 | 209.5916 | 84.3965 | 520.3366 | 896.0305 | 0 | 110.8969 | 321.1999 | 255.7728 | 220.7064 | 1396.508 | 0 | 0.35398 | 0.0062187 | 0 | 0.13167 | 0 | 0 | 1659.8337 | 0 | 0 | 0 | 6550.3867 | 300 | 5 | Fall
2018-10-27 06:00 | 944.8804 | 214.9685 | 124.0426 | 776.0083 | 927.005 | 0 | 217.2321 | 385.7737 | 271.7089 | 269.2064 | 1505.2127 | 0 | 0.89711 | 0.0055511 | 0 | 0.33369 | 0 | 0 | 1622.3117 | 0 | 0 | 0 | 7259.5867 | 300 | 6 | Fall
2018-10-27 07:00 | 983.0764 | 220.6736 | 197.1045 | 1106.0809 | 992.6947 | 0 | 200.6289 | 422.6159 | 208.7349 | 307.0835 | 1486.0485 | 0 | 1.6448 | 0.0055274 | 0 | 0.61179 | 0 | 0 | 1677.1047 | 0 | 0 | 0 | 7804.1087 | 300 | 7 | Fall
2018-10-27 08:00 | 864.7353 | 216.6606 | 260.4633 | 1373.9863 | 1078.9068 | 0 | 168.0789 | 460.923 | 189.3831 | 433.7902 | 1459.9881 | 0 | 1.8009 | 0.0055566 | 0 | 0.66986 | 0 | 0 | 1763.5783 | 0 | 0 | 0 | 8272.9702 | 300 | 8 | Fall
2018-10-27 09:00 | 668.5484 | 193.6865 | 284.7379 | 1517.1665 | 1126.5992 | 0 | 116.9608 | 525.1556 | 216.2907 | 490.6257 | 1471.5645 | 0 | 1.6489 | 0.0055153 | 0 | 0.61332 | 0 | 0 | 1807.4659 | 0 | 0 | 0 | 8421.0693 | 300 | 9 | Fall
2018-10-27 10:00 | 512.222 | 191.4628 | 280.7151 | 1538.8256 | 1134.4695 | 0 | 84.8329 | 594.1801 | 230.3457 | 524.636 | 1533.5512 | 0 | 1.8411 | 0.0048397 | 0 | 0.68483 | 0 | 0 | 1775.3034 | 0 | 0 | 0 | 8403.0752 | 300 | 10 | Fall
2018-10-27 11:00 | 399.4757 | 217.4689 | 261.0186 | 1514.893 | 1138.3055 | 0 | 65.4847 | 656.1475 | 237.352 | 557.8604 | 1574.19 | 0 | 2.2393 | 0.0054933 | 0 | 0.83292 | 0 | 0 | 1778.4906 | 0 | 0 | 0 | 8403.7646 | 300 | 11 | Fall
2018-10-27 12:00 | 305.0199 | 270.3422 | 246.6178 | 1538.0394 | 1144.604 | 0 | 47.1743 | 708.6425 | 239.1115 | 577.9127 | 1597.9018 | 0 | 2.5198 | 0.0047722 | 0 | 0.93727 | 0 | 0 | 1763.8811 | 0 | 0 | 0 | 8442.7092 | 300 | 12 | Fall
2018-10-27 13:00 | 222.2794 | 330.0217 | 239.7045 | 1376.1385 | 1115.1608 | 0 | 38.0588 | 737.3537 | 238.5164 | 593.5462 | 1609.9614 | 0 | 2.5531 | 0.0047902 | 0 | 0.94963 | 0 | 0 | 1765.2196 | 0 | 0 | 0 | 8269.4684 | 300 | 13 | Fall
2018-10-27 14:00 | 171.3582 | 414.8784 | 245.266 | 1358.2029 | 1103.5399 | 0 | 32.8485 | 747.3209 | 234.9383 | 596.779 | 1631.1355 | 0 | 2.8403 | 0.0047709 | 0 | 1.0565 | 0 | 0 | 1722.5428 | 0 | 0 | 0 | 8262.712 | 300 | 14 | Fall
2018-10-27 15:00 | 137.0441 | 495.1536 | 258.7505 | 1388.5027 | 1145.8782 | 0 | 30.2071 | 740.3102 | 229.9111 | 585.4707 | 1678.883 | 0 | 3.8488 | 0.0048106 | 0 | 1.4316 | 0 | 0 | 1682.7932 | 0 | 0 | 0 | 8378.1897 | 300 | 15 | Fall
2018-10-27 16:00 | 123.6071 | 541.7167 | 292.9206 | 1510.0753 | 1223.1995 | 0 | 31.508 | 705.3145 | 225.8078 | 492.1626 | 1741.6208 | 0 | 5.1059 | 0.0049136 | 0 | 1.8992 | 0 | 0 | 1639.9119 | 0 | 0 | 0 | 8534.8547 | 300 | 16 | Fall
2018-10-27 17:00 | 127.8424 | 521.4105 | 370.1605 | 1683.737 | 1315.6872 | 0 | 34.0997 | 616.1954 | 223.5492 | 478.3435 | 1803.5482 | 0 | 6.2624 | 0.0049818 | 0 | 2.3294 | 0 | 0 | 1611.5691 | 0 | 0 | 0 | 8794.7393 | 300 | 17 | Fall
2018-10-27 18:00 | 160.8158 | 443.5635 | 499.4248 | 1714.4044 | 1326.9151 | 0 | 46.3165 | 523.6188 | 366.4951 | 452.8397 | 1709.4431 | 0 | 4.919 | 0.0057591 | 0 | 1.8297 | 0 | 0 | 1635.5704 | 0 | 0 | 0 | 8886.1616 | 300 | 18 | Fall
2018-10-27 19:00 | 196.4549 | 365.6072 | 671.6109 | 1608.9418 | 1286.4718 | 0 | 59.8573 | 453.8975 | 385.5904 | 412.4927 | 1699.4077 | 0 | 2.6531 | 0.0059058 | 0 | 0.98686 | 0 | 0 | 1633.674 | 0 | 0 | 0 | 8777.6521 | 300 | 19 | Fall
2018-10-27 20:00 | 223.436 | 320.5684 | 784.268 | 1547.2399 | 1227.5622 | 0 | 66.5376 | 410.5459 | 382.351 | 360.8899 | 1680.8259 | 0 | 2.0299 | 0.0052216 | 0 | 0.75502 | 0 | 0 | 1613.1342 | 0 | 0 | 0 | 8620.1491 | 300 | 20 | Fall
2018-10-27 21:00 | 253.8886 | 279.5774 | 696.9243 | 1399.696 | 1159.2465 | 0 | 37.8317 | 359.2391 | 359.3392 | 311.8402 | 1637.0345 | 0 | 1.5375 | 0.0058438 | 0 | 0.57189 | 0 | 0 | 1591.9891 | 0 | 0 | 0 | 8088.7218 | 300 | 21 | Fall
2018-10-27 22:00 | 300.9663 | 228.3747 | 357.3608 | 1164.1668 | 1005.5248 | 0 | 38.72 | 324.8397 | 310.6487 | 252.1551 | 1581.5595 | 0 | 1.005 | 0.0058459 | 0 | 0.37382 | 0 | 0 | 1544.55 | 0 | 0 | 0 | 7110.2512 | 300 | 22 | Fall
2018-10-27 23:00 | 349.3653 | 199.8213 | 145.5168 | 841.3409 | 916.9801 | 0 | 41.9496 | 298.7181 | 276.083 | 200.0013 | 1542.7824 | 0 | 0.71911 | 0.005702 | 0 | 0.26748 | 0 | 0 | 1517.133 | 0 | 0 | 0 | 6330.6841 | 300 | 23 | Fall
2018-10-28 | 386.3213 | 187.3141 | 89.139 | 599.4359 | 884.1697 | 0 | 40.607 | 278.1279 | 262.7998 | 170.4946 | 1547.7876 | 0 | 0.93655 | 0.0062803 | 0 | 0.34836 | 0 | 0 | 1049.1379 | 0 | 0 | 0 | 5496.6259 | 301 | 0 | Fall
2018-10-28 01:00 | 424.751 | 185.7811 | 79.7264 | 472.2516 | 865.9917 | 0 | 30.0237 | 258.6873 | 246.2238 | 163.1645 | 1436.644 | 0 | 0.36983 | 0.0063719 | 0 | 0.13756 | 0 | 0 | 1033.068 | 0 | 0 | 0 | 5196.8267 | 301 | 1 | Fall
2018-10-28 02:00 | 480.7622 | 179.7193 | 77.3015 | 428.5394 | 858.2558 | 0 | 34.2686 | 260.3954 | 241.1178 | 166.5797 | 1430.7921 | 0 | 0.30683 | 0.0062509 | 0 | 0.11413 | 0 | 0 | 959.077 | 0 | 0 | 0 | 5117.2359 | 301 | 2 | Fall
2018-10-28 03:00 | 530.365 | 177.4834 | 77.3015 | 426.457 | 858.5272 | 0 | 38.9573 | 262.6893 | 237.6324 | 179.6188 | 1387.7021 | 0 | 0.2208 | 0.0062879 | 0 | 0.082128 | 0 | 0 | 925.5983 | 0 | 0 | 0 | 5102.6416 | 301 | 3 | Fall
2018-10-28 04:00 | 603.5424 | 174.1452 | 77.81 | 442.8067 | 874.9692 | 0 | 48.4686 | 269.36 | 242.2733 | 197.2783 | 1354.8697 | 0 | 0.042528 | 0.0063321 | 0 | 0.015819 | 0 | 0 | 927.5034 | 0 | 0 | 0 | 5213.0914 | 301 | 4 | Fall
2018-10-28 05:00 | 663.7206 | 173.8572 | 84.4824 | 527.1498 | 896.0374 | 0 | 74.8931 | 306.4809 | 251.3872 | 226.7052 | 1320.1457 | 0 | 0.13318 | 0.007744 | 0 | 0.049536 | 0 | 0 | 949.9785 | 0 | 0 | 0 | 5475.0285 | 301 | 5 | Fall
2018-10-28 06:00 | 711.2434 | 177.5255 | 123.9889 | 788.2191 | 926.8322 | 0 | 176.1566 | 344.7924 | 264.4863 | 269.5768 | 1265.2003 | 0 | 0.28033 | 0.0063669 | 0 | 0.10427 | 0 | 0 | 941.6993 | 0 | 0 | 0 | 5990.1117 | 301 | 6 | Fall
2018-10-28 07:00 | 757.9116 | 181.9747 | 194.0692 | 1120.8844 | 990.3994 | 0 | 157.4317 | 365.6963 | 195.3102 | 302.5678 | 1235.8067 | 0 | 0.50396 | 0.0064385 | 0 | 0.18745 | 0 | 0 | 959.404 | 0 | 0 | 0 | 6462.1539 | 301 | 7 | Fall
2018-10-28 08:00 | 688.8093 | 167.926 | 259.2087 | 1365.0921 | 1078.6828 | 0 | 137.5535 | 379.6189 | 137.9289 | 425.6442 | 1275.7444 | 0 | 0.90866 | 0.0057742 | 0 | 0.33798 | 0 | 0 | 913.0021 | 0 | 0 | 0 | 6830.4633 | 301 | 8 | Fall
2018-10-28 09:00 | 556.4065 | 142.9831 | 286.9497 | 1518.2385 | 1128.04 | 0 | 104.4762 | 418.1796 | 158.1587 | 464.0004 | 1293.7131 | 0 | 1.5743 | 0.0057619 | 0 | 0.58557 | 0 | 0 | 893.615 | 0 | 0 | 0 | 6966.9263 | 301 | 9 | Fall
2018-10-28 10:00 | 424.8922 | 122.8596 | 285.2753 | 1511.6436 | 1136.3113 | 0 | 75.7386 | 449.132 | 177.2739 | 489.1025 | 1309.5744 | 0 | 2.0599 | 0.0057033 | 0 | 0.76621 | 0 | 0 | 857.6315 | 0 | 0 | 0 | 6842.2668 | 301 | 10 | Fall
2018-10-28 11:00 | 310.1987 | 122.4825 | 262.0855 | 1544.6651 | 1138.6128 | 0 | 55.5688 | 484.8251 | 191.8208 | 517.345 | 1337.8689 | 0 | 2.6353 | 0.005686 | 0 | 0.98021 | 0 | 0 | 868.3445 | 0 | 0 | 0 | 6837.4389 | 301 | 11 | Fall
2018-10-28 12:00 | 226.2249 | 145.5986 | 247.2589 | 1496.6906 | 1145.135 | 0 | 40.8221 | 522.362 | 200.512 | 538.6231 | 1390.8021 | 0 | 3.313 | 0.0056188 | 0 | 1.2323 | 0 | 0 | 866.4704 | 0 | 0 | 0 | 6825.0505 | 301 | 12 | Fall
2018-10-28 13:00 | 155.8619 | 194.0539 | 239.5005 | 1345.6583 | 1114.6499 | 0 | 32.7554 | 548.2034 | 204.1428 | 549.6859 | 1432.3599 | 0 | 3.4427 | 0.0055793 | 0 | 1.2806 | 0 | 0 | 876.5381 | 0 | 0 | 0 | 6698.1388 | 301 | 13 | Fall
2018-10-28 14:00 | 116.4196 | 258.5292 | 245.145 | 1369.6849 | 1101.8896 | 0 | 27.6303 | 559.83 | 202.0859 | 558.7856 | 1477.5118 | 0 | 3.5413 | 0.0055788 | 0 | 1.3172 | 0 | 0 | 871.8286 | 0 | 0 | 0 | 6794.2047 | 301 | 14 | Fall
2018-10-28 15:00 | 91.2365 | 333.9434 | 258.4446 | 1412.2307 | 1144.8488 | 0 | 24.4547 | 559.8174 | 194.6806 | 556.5446 | 1516.5853 | 0 | 3.7174 | 0.0056387 | 0 | 1.3827 | 0 | 0 | 855.5715 | 0 | 0 | 0 | 6953.4637 | 301 | 15 | Fall
2018-10-28 16:00 | 80.1413 | 372.6779 | 293.7591 | 1566.7379 | 1220.6968 | 0 | 25.515 | 537.593 | 185.3981 | 471.9156 | 1545.832 | 0 | 4.2344 | 0.0056974 | 0 | 1.575 | 0 | 0 | 863.7262 | 0 | 0 | 0 | 7169.8079 | 301 | 16 | Fall
2018-10-28 17:00 | 81.8524 | 349.4222 | 369.6237 | 1661.5131 | 1311.5257 | 0 | 28.3252 | 472.6349 | 175.184 | 457.8527 | 1571.18 | 0 | 3.9734 | 0.0058494 | 0 | 1.4779 | 0 | 0 | 870.5883 | 0 | 0 | 0 | 7355.1592 | 301 | 17 | Fall
2018-10-28 18:00 | 95.2622 | 285.4551 | 500.5254 | 1668.6508 | 1327.1961 | 0 | 36.4962 | 419.7892 | 308.3629 | 439.2746 | 1583.9365 | 0 | 4.9021 | 0.0059929 | 0 | 1.8234 | 0 | 0 | 913.5805 | 0 | 0 | 0 | 7585.2609 | 301 | 18 | Fall
2018-10-28 19:00 | 113.5528 | 261.6388 | 672.2397 | 1596.0491 | 1287.0812 | 0 | 44.8927 | 386.9192 | 315.4817 | 401.6833 | 1561.8899 | 0 | 4.8708 | 0.0060401 | 0 | 1.8117 | 0 | 0 | 924.4814 | 0 | 0 | 0 | 7572.5983 | 301 | 19 | Fall
2018-10-28 20:00 | 138.7107 | 232.7905 | 779.626 | 1503.8689 | 1227.7406 | 0 | 50.6093 | 361.0495 | 303.6159 | 355.473 | 1527.7768 | 0 | 4.0174 | 0.0061332 | 0 | 1.4943 | 0 | 0 | 916.2775 | 0 | 0 | 0 | 7403.0566 | 301 | 20 | Fall
2018-10-28 21:00 | 175.5317 | 210.7227 | 691.8642 | 1411.6813 | 1161.1456 | 0 | 25.2116 | 329.511 | 292.2346 | 311.7045 | 1478.6656 | 0 | 3.3711 | 0.0060819 | 0 | 1.2539 | 0 | 0 | 925.1739 | 0 | 0 | 0 | 7018.0777 | 301 | 21 | Fall
2018-10-28 22:00 | 209.9206 | 178.5179 | 361.9118 | 1181.0164 | 1007.1505 | 0 | 24.9888 | 316.3111 | 280.3088 | 254.2324 | 1425.497 | 0 | 2.5893 | 0.0059593 | 0 | 0.96313 | 0 | 0 | 944.7952 | 0 | 0 | 0 | 6188.2091 | 301 | 22 | Fall
2018-10-28 23:00 | 250.1994 | 157.7826 | 147.5126 | 885.9093 | 917.5913 | 0 | 25.6862 | 302.953 | 267.4478 | 205.2028 | 1387.8625 | 0 | 1.7407 | 0.0059129 | 0 | 0.64748 | 0 | 0 | 997.048 | 0 | 0 | 0 | 5547.5894 | 301 | 23 | Fall
2018-10-29 | 274.6779 | 145.5984 | 89.4076 | 665.1894 | 883.9436 | 0 | 26.0435 | 275.7644 | 254.282 | 174.0459 | 1415.5104 | 0 | 0.91859 | 0.0057842 | 0 | 0.34168 | 0 | 0 | 1029.1472 | 0 | 0 | 0 | 5234.8763 | 302 | 0 | Fall
2018-10-29 01:00 | 305.6346 | 141.1736 | 79.7741 | 496.4631 | 866.0373 | 0 | 22.224 | 247.7562 | 269.2644 | 169.4723 | 1478.6727 | 0 | 0.36194 | 0.0063632 | 0 | 0.13463 | 0 | 0 | 1010.7157 | 0 | 0 | 0 | 5087.6909 | 302 | 1 | Fall
2018-10-29 02:00 | 362.8477 | 138.7938 | 77.6273 | 416.2571 | 858.2945 | 0 | 26.8701 | 252.1056 | 266.4136 | 161.6006 | 1445.5497 | 0 | 0.30206 | 0.0063688 | 0 | 0.11235 | 0 | 0 | 944.4995 | 0 | 0 | 0 | 4951.2802 | 302 | 2 | Fall
2018-10-29 03:00 | 398.3445 | 135.9222 | 77.6273 | 423.4522 | 858.5866 | 0 | 33.8277 | 268.2373 | 267.6611 | 162.8939 | 1409.3309 | 0 | 0.21856 | 0.0063212 | 0 | 0.081296 | 0 | 0 | 915.427 | 0 | 0 | 0 | 4951.617 | 302 | 3 | Fall
2018-10-29 04:00 | 451.9711 | 131.6916 | 77.8681 | 508.9857 | 875.7356 | 0 | 43.0035 | 295.5892 | 278.4037 | 191.1961 | 1411.4274 | 0 | 0.042129 | 0.0064316 | 0 | 0.01567 | 0 | 0 | 922.0892 | 0 | 0 | 0 | 5188.0255 | 302 | 4 | Fall
2018-10-29 05:00 | 503.8508 | 139.1157 | 89.5962 | 753.7909 | 900.9975 | 0 | 67.8539 | 365.0301 | 308.5144 | 242.6687 | 1470.7989 | 0 | 0.13356 | 0.0064304 | 0 | 0.04968 | 0 | 0 | 948.4941 | 0 | 0 | 0 | 5790.901 | 302 | 5 | Fall
2018-10-29 06:00 | 539.7695 | 143.6043 | 177.8351 | 1129.9718 | 956.9464 | 0 | 161.4326 | 477.3978 | 362.298 | 317.9223 | 1780.4513 | 0 | 0.28302 | 0.0064403 | 0 | 0.10527 | 0 | 0 | 947.095 | 0 | 0 | 0 | 6995.1188 | 302 | 6 | Fall
2018-10-29 07:00 | 573.0897 | 148.824 | 245.3332 | 1330.6747 | 1031.0111 | 0 | 148.3603 | 573.1089 | 357.0908 | 432.7161 | 2019.3027 | 0 | 0.51061 | 0.0065792 | 0 | 0.18993 | 0 | 0 | 970.1762 | 0 | 0 | 0 | 7830.3948 | 302 | 7 | Fall
2018-10-29 08:00 | 493.5659 | 141.6052 | 244.6386 | 1345.8845 | 1070.6572 | 0 | 115.1031 | 639.1693 | 373.0294 | 650.0596 | 2261.935 | 0 | 0.91033 | 0.0059146 | 0 | 0.33861 | 0 | 0 | 913.0777 | 0 | 0 | 0 | 8249.9802 | 302 | 8 | Fall
2018-10-29 09:00 | 364.336 | 126.3406 | 234.7028 | 1326.0127 | 1092.8603 | 0 | 70.2591 | 717.7894 | 427.8536 | 750.3651 | 2474.5644 | 0 | 1.5567 | 0.0058065 | 0 | 0.57901 | 0 | 0 | 883.4652 | 0 | 0 | 0 | 8470.6908 | 302 | 9 | Fall
2018-10-29 10:00 | 247.8901 | 123.8861 | 219.3371 | 1343.9553 | 1091.9197 | 0 | 39.9431 | 804.8925 | 455.0172 | 800.4313 | 2638.6234 | 0 | 2.049 | 0.0057768 | 0 | 0.76216 | 0 | 0 | 852.5099 | 0 | 0 | 0 | 8621.2227 | 302 | 10 | Fall
2018-10-29 11:00 | 174.9051 | 170.4976 | 204.2698 | 1335.1056 | 1094.7155 | 0 | 26.5495 | 885.6424 | 462.3411 | 820.172 | 2689.9497 | 0 | 2.6472 | 0.0057135 | 0 | 0.98466 | 0 | 0 | 872.0458 | 0 | 0 | 0 | 8739.8317 | 302 | 11 | Fall
2018-10-29 12:00 | 131.6775 | 241.5237 | 198.0763 | 1267.6579 | 1104.0221 | 0 | 22.1985 | 941.417 | 458.7746 | 812.6462 | 2668.8794 | 0 | 3.3598 | 0.0056143 | 0 | 1.2497 | 0 | 0 | 878.2279 | 0 | 0 | 0 | 8729.7163 | 302 | 12 | Fall
2018-10-29 13:00 | 97.4452 | 366.1255 | 190.211 | 1179.2986 | 1073.1969 | 0 | 21.2917 | 986.0906 | 445.1313 | 777.4029 | 2591.4688 | 0 | 3.5028 | 0.0056493 | 0 | 1.3029 | 0 | 0 | 891.3757 | 0 | 0 | 0 | 8623.8495 | 302 | 13 | Fall
2018-10-29 14:00 | 79.5576 | 495.7096 | 191.1881 | 1135.5451 | 1060.0128 | 0 | 19.2256 | 991.3568 | 418.8248 | 739.2252 | 2459.3874 | 0 | 3.6463 | 0.0056183 | 0 | 1.3563 | 0 | 0 | 897.4298 | 0 | 0 | 0 | 8492.4711 | 302 | 14 | Fall
2018-10-29 15:00 | 71.8083 | 590.2467 | 208.4817 | 1181.9028 | 1100.1073 | 0 | 18.816 | 956.4188 | 385.6986 | 707.3709 | 2331.3537 | 0 | 3.8501 | 0.0057147 | 0 | 1.4321 | 0 | 0 | 885.8784 | 0 | 0 | 0 | 8443.3711 | 302 | 15 | Fall
2018-10-29 16:00 | 67.4656 | 608.3254 | 251.4622 | 1356.0349 | 1178.8611 | 0 | 18.7899 | 849.7463 | 353.0903 | 567.6757 | 2232.2851 | 0 | 4.4066 | 0.0057109 | 0 | 1.6391 | 0 | 0 | 898.5141 | 0 | 0 | 0 | 8388.3019 | 302 | 16 | Fall
2018-10-29 17:00 | 67.8147 | 522.6826 | 336.9489 | 1574.6624 | 1276.4842 | 0 | 19.6509 | 687.316 | 320.7475 | 544.4249 | 2151.4078 | 0 | 4.1852 | 0.0059711 | 0 | 1.5567 | 0 | 0 | 916.7772 | 0 | 0 | 0 | 8424.6649 | 302 | 17 | Fall
2018-10-29 18:00 | 74.5171 | 409.3273 | 470.5872 | 1670.8135 | 1301.8174 | 0 | 23.857 | 558.8952 | 439.0206 | 523.6722 | 1943.3843 | 0 | 5.1764 | 0.0068345 | 0 | 1.9254 | 0 | 0 | 964.8114 | 0 | 0 | 0 | 8387.8118 | 302 | 18 | Fall
2018-10-29 19:00 | 83.8337 | 338.9545 | 633.1945 | 1633.7365 | 1264.1813 | 0 | 28.3447 | 460.1018 | 434.12 | 489.2318 | 1848.5741 | 0 | 5.2137 | 0.0070445 | 0 | 1.9393 | 0 | 0 | 988.659 | 0 | 0 | 0 | 8210.0918 | 302 | 19 | Fall
2018-10-29 20:00 | 95.7139 | 290.152 | 748.0376 | 1542.4189 | 1211.9042 | 0 | 27.9777 | 386.4788 | 416.4657 | 402.8642 | 1750.6585 | 0 | 4.2636 | 0.0062802 | 0 | 1.5859 | 0 | 0 | 971.5816 | 0 | 0 | 0 | 7850.1088 | 302 | 20 | Fall
2018-10-29 21:00 | 115.8685 | 259.6126 | 661.7766 | 1473.1144 | 1147.6249 | 0 | 18.6059 | 341.8163 | 384.8617 | 321.6419 | 1662.7357 | 0 | 3.5703 | 0.0062999 | 0 | 1.328 | 0 | 0 | 978.6143 | 0 | 0 | 0 | 7371.1774 | 302 | 21 | Fall
2018-10-29 22:00 | 144.1403 | 217.6644 | 325.9705 | 1262.4409 | 991.0272 | 0 | 18.6024 | 313.0103 | 331.3201 | 264.4966 | 1607.0486 | 0 | 2.7113 | 0.0061645 | 0 | 1.0085 | 0 | 0 | 989.3435 | 0 | 0 | 0 | 6468.7906 | 302 | 22 | Fall
2018-10-29 23:00 | 168.051 | 181.0522 | 134.2883 | 870.0996 | 908.2715 | 0 | 20.5755 | 293.5612 | 297.0778 | 228.2716 | 1570.8808 | 0 | 1.8151 | 0.006062 | 0 | 0.67516 | 0 | 0 | 1039.7945 | 0 | 0 | 0 | 5714.4204 | 302 | 23 | Fall
2018-10-30 | 190.2315 | 164.2544 | 86.1226 | 662.0908 | 879.7426 | 0 | 19.8016 | 256.6376 | 279.5629 | 189.5885 | 1506.0013 | 0 | 0.38416 | 0.0059002 | 0 | 0.14289 | 0 | 0 | 1444.9924 | 0 | 0 | 0 | 5679.559 | 303 | 0 | Fall
2018-10-30 01:00 | 225.411 | 152.2728 | 79.1246 | 493.869 | 864.7351 | 0 | 16.6693 | 240.6408 | 269.2644 | 169.2426 | 1478.6727 | 0 | 0.2433 | 0.0057704 | 0 | 0.090497 | 0 | 0 | 1433.9366 | 0 | 0 | 0 | 5424.1784 | 303 | 1 | Fall
2018-10-30 02:00 | 280.3658 | 138.8405 | 77.6273 | 424.0265 | 857.8807 | 0 | 19.9154 | 245.1176 | 266.4136 | 160.0785 | 1445.5497 | 0 | 0.11393 | 0.0058022 | 0 | 0.042377 | 0 | 0 | 1451.5819 | 0 | 0 | 0 | 5367.5597 | 303 | 2 | Fall
2018-10-30 03:00 | 318.8014 | 126.6739 | 77.6273 | 421.3026 | 858.5247 | 0 | 23.4442 | 260.1579 | 267.6611 | 162.6244 | 1409.3309 | 0 | 0.15159 | 0.0059747 | 0 | 0.056386 | 0 | 0 | 1483.2965 | 0 | 0 | 0 | 5409.6591 | 303 | 3 | Fall
2018-10-30 04:00 | 377.3787 | 118.0909 | 77.8711 | 490.6327 | 875.6688 | 0 | 32.406 | 287.1872 | 278.4037 | 192.0133 | 1411.4274 | 0 | 0.084425 | 0.0060539 | 0 | 0.031403 | 0 | 0 | 1546.2031 | 0 | 0 | 0 | 5687.4049 | 303 | 4 | Fall
2018-10-30 05:00 | 431.2311 | 119.2066 | 89.7908 | 740.4462 | 900.9301 | 0 | 55.6738 | 357.7429 | 308.5144 | 242.9584 | 1470.7989 | 0 | 0.35944 | 0.0060445 | 0 | 0.1337 | 0 | 0 | 1685.987 | 0 | 0 | 0 | 6403.7793 | 303 | 5 | Fall
2018-10-30 06:00 | 482.1788 | 122.9229 | 178.7791 | 1122.4488 | 957.2627 | 0 | 138.5143 | 466.2294 | 362.298 | 319.2758 | 1780.4513 | 0 | 0.8967 | 0.0058902 | 0 | 0.33353 | 0 | 0 | 1625.3244 | 0 | 0 | 0 | 7556.9217 | 303 | 6 | Fall
2018-10-30 07:00 | 530.6104 | 126.5353 | 245.8025 | 1307.0199 | 1030.9416 | 0 | 135.5683 | 563.6636 | 360.9555 | 432.3742 | 2019.3027 | 0 | 1.6669 | 0.0052182 | 0 | 0.62003 | 0 | 0 | 1702.0719 | 0 | 0 | 0 | 8457.1378 | 303 | 7 | Fall
2018-10-30 08:00 | 485.7007 | 124.066 | 242.9536 | 1274.893 | 1070.0008 | 0 | 111.3666 | 626.8367 | 373.0294 | 651.2645 | 2261.935 | 0 | 1.8239 | 0.0051633 | 0 | 0.67841 | 0 | 0 | 1787.9034 | 0 | 0 | 0 | 9012.4571 | 303 | 8 | Fall
2018-10-30 09:00 | 394.3849 | 118.2921 | 233.9824 | 1335.0771 | 1093.2827 | 0 | 77.1657 | 701.2475 | 427.8536 | 750.1062 | 2474.5644 | 0 | 1.6668 | 0.0050788 | 0 | 0.61998 | 0 | 0 | 1828.8928 | 0 | 0 | 0 | 9437.1414 | 303 | 9 | Fall
2018-10-30 10:00 | 292.9948 | 120.3674 | 220.8161 | 1411.0954 | 1093.9934 | 0 | 47.7549 | 779.6361 | 455.0172 | 802.2697 | 2638.6234 | 0 | 1.8344 | 0.0049934 | 0 | 0.68233 | 0 | 0 | 1769.8259 | 0 | 0 | 0 | 9634.9161 | 303 | 10 | Fall
2018-10-30 11:00 | 217.4061 | 157.641 | 203.7858 | 1334.2657 | 1095.3664 | 0 | 29.6775 | 855.0089 | 462.3411 | 820.5913 | 2689.9497 | 0 | 2.2554 | 0.0050074 | 0 | 0.83891 | 0 | 0 | 1791.805 | 0 | 0 | 0 | 9660.9377 | 303 | 11 | Fall
2018-10-30 12:00 | 174.7239 | 224.3337 | 197.6388 | 1337.625 | 1104.3792 | 0 | 21.5832 | 926.5364 | 458.7746 | 809.9 | 2668.8794 | 0 | 2.5434 | 0.0048754 | 0 | 0.94603 | 0 | 0 | 1780.5836 | 0 | 0 | 0 | 9708.4519 | 303 | 12 | Fall
2018-10-30 13:00 | 129.8778 | 311.9685 | 190.0114 | 1184.3638 | 1073.1385 | 0 | 18.405 | 968.7702 | 445.1313 | 779.7347 | 2591.4688 | 0 | 2.5646 | 0.0048639 | 0 | 0.95394 | 0 | 0 | 1772.8453 | 0 | 0 | 0 | 9469.2387 | 303 | 13 | Fall
2018-10-30 14:00 | 107.6627 | 414.1959 | 192.0853 | 1148.8584 | 1060.4795 | 0 | 15.9444 | 968.1836 | 418.8248 | 740.3039 | 2459.3874 | 0 | 2.9023 | 0.0048921 | 0 | 1.0796 | 0 | 0 | 1759.2391 | 0 | 0 | 0 | 9289.152 | 303 | 14 | Fall
2018-10-30 15:00 | 96.0507 | 505.3177 | 209.7901 | 1196.7186 | 1100.8955 | 0 | 15.634 | 929.9771 | 385.6986 | 710.2111 | 2331.3537 | 0 | 3.9455 | 0.0055798 | 0 | 1.4676 | 0 | 0 | 1724.3655 | 0 | 0 | 0 | 9211.4311 | 303 | 15 | Fall
2018-10-30 16:00 | 94.6941 | 533.1543 | 251.3578 | 1373.9748 | 1179.5639 | 0 | 16.7314 | 835.2944 | 353.0903 | 568.581 | 2232.2851 | 0 | 5.2869 | 0.0050216 | 0 | 1.9665 | 0 | 0 | 1697.1261 | 0 | 0 | 0 | 9143.1114 | 303 | 16 | Fall
2018-10-30 17:00 | 97.4857 | 493.331 | 338.7964 | 1551.4272 | 1279.0028 | 0 | 20.4862 | 691.7602 | 321.5973 | 544.7485 | 2151.4078 | 0 | 6.5624 | 0.0058334 | 0 | 2.4409 | 0 | 0 | 1687.8976 | 0 | 0 | 0 | 9186.9499 | 303 | 17 | Fall
2018-10-30 18:00 | 118.6432 | 384.2358 | 473.6845 | 1650.9184 | 1302.9813 | 0 | 29.4948 | 558.5873 | 439.0206 | 524.9061 | 1943.3843 | 0 | 5.1793 | 0.0059633 | 0 | 1.9265 | 0 | 0 | 1721.3847 | 0 | 0 | 0 | 9154.3528 | 303 | 18 | Fall
2018-10-30 19:00 | 126.6362 | 322.5509 | 639.7737 | 1612.6023 | 1266.8807 | 0 | 34.9929 | 462.9554 | 434.12 | 489.7685 | 1848.5741 | 0 | 2.7952 | 0.0060616 | 0 | 1.0397 | 0 | 0 | 1720.1495 | 0 | 0 | 0 | 8962.845 | 303 | 19 | Fall
2018-10-30 20:00 | 141.0106 | 271.8528 | 752.3757 | 1571.8752 | 1213.6467 | 0 | 36.52 | 390.2263 | 416.4657 | 401.2786 | 1750.6585 | 0 | 2.1308 | 0.0061481 | 0 | 0.79258 | 0 | 0 | 1692.3374 | 0 | 0 | 0 | 8641.177 | 303 | 20 | Fall
2018-10-30 21:00 | 167.941 | 227.1226 | 666.7347 | 1437.7237 | 1146.9017 | 0 | 18.7225 | 342.6714 | 384.8617 | 319.4776 | 1662.7357 | 0 | 1.5981 | 0.006134 | 0 | 0.59443 | 0 | 0 | 1653.8476 | 0 | 0 | 0 | 8030.939 | 303 | 21 | Fall
2018-10-30 22:00 | 202.2759 | 176.089 | 332.2407 | 1236.4631 | 991.5222 | 0 | 19.3613 | 313.4946 | 331.3201 | 265.9756 | 1607.0486 | 0 | 1.0314 | 0.0053277 | 0 | 0.38365 | 0 | 0 | 1584.3409 | 0 | 0 | 0 | 7061.5523 | 303 | 22 | Fall
2018-10-30 23:00 | 240.1066 | 146.5161 | 136.372 | 962.3007 | 908.5083 | 0 | 24.3342 | 295.6592 | 297.0778 | 228.0237 | 1570.8808 | 0 | 0.74382 | 0.0061315 | 0 | 0.27667 | 0 | 0 | 1567.9616 | 0 | 0 | 0 | 6378.7677 | 303 | 23 | Fall
2018-10-31 | 279.2267 | 126.9075 | 86.9165 | 658.5139 | 880.2763 | 0 | 28.2426 | 258.202 | 279.5629 | 190.0107 | 1506.0013 | 0 | 0.40101 | 0.0059337 | 0 | 0.14916 | 0 | 0 | 1509.9325 | 0 | 0 | 0 | 5804.349 | 304 | 0 | Fall
2018-10-31 01:00 | 310.505 | 121.4996 | 79.2829 | 496.6873 | 864.7998 | 0 | 26.0563 | 240.3582 | 269.5307 | 168.459 | 1478.1194 | 0 | 0.25535 | 0.0058744 | 0 | 0.09498 | 0 | 0 | 1502.2796 | 0 | 0 | 0 | 5557.934 | 304 | 1 | Fall
2018-10-31 02:00 | 367.1157 | 115.2591 | 77.6273 | 426.8953 | 857.9312 | 0 | 31.4119 | 245.1665 | 266.5492 | 161.03 | 1447.265 | 0 | 0.11922 | 0.0059035 | 0 | 0.044346 | 0 | 0 | 1518.4232 | 0 | 0 | 0 | 5514.8438 | 304 | 2 | Fall
2018-10-31 03:00 | 415.6977 | 128.2752 | 77.6273 | 418.9846 | 858.5209 | 0 | 34.6788 | 261.8098 | 267.6032 | 163.1802 | 1413.0391 | 0 | 0.15888 | 0.0060722 | 0 | 0.059097 | 0 | 0 | 1553.4328 | 0 | 0 | 0 | 5593.0736 | 304 | 3 | Fall
2018-10-31 04:00 | 477.0749 | 127.111 | 77.8674 | 493.3874 | 875.6982 | 0 | 43.3139 | 291.1294 | 278.1847 | 192.3229 | 1415.1073 | 0 | 0.088704 | 0.0060958 | 0 | 0.032994 | 0 | 0 | 1614.9396 | 0 | 0 | 0 | 5886.2645 | 304 | 4 | Fall
2018-10-31 05:00 | 537.9319 | 130.0434 | 89.984 | 744.4188 | 901.021 | 0 | 63.7342 | 361.1786 | 307.9248 | 242.3823 | 1475.7673 | 0 | 0.37427 | 0.0068134 | 0 | 0.13921 | 0 | 0 | 1756.746 | 0 | 0 | 0 | 6611.6525 | 304 | 5 | Fall
2018-10-31 06:00 | 590.0515 | 136.8805 | 180.1266 | 1163.1224 | 957.9772 | 0 | 143.4053 | 476.9735 | 360.6403 | 319.4333 | 1785.7752 | 0 | 0.94452 | 0.0060146 | 0 | 0.35132 | 0 | 0 | 1710.0732 | 0 | 0 | 0 | 7825.7609 | 304 | 6 | Fall
2018-10-31 07:00 | 634.6085 | 140.7399 | 244.7217 | 1311.078 | 1029.5651 | 0 | 140.03 | 578.307 | 366.3811 | 434.1966 | 2023.3511 | 0 | 1.7164 | 0.0052428 | 0 | 0.63844 | 0 | 0 | 1751.6118 | 0 | 0 | 0 | 8656.9507 | 304 | 7 | Fall
2018-10-31 08:00 | 575.796 | 124.8291 | 242.3524 | 1332.5047 | 1069.1069 | 0 | 114.8213 | 646.1172 | 369.4996 | 652.3152 | 2264.4618 | 0 | 1.8634 | 0.0052185 | 0 | 0.69311 | 0 | 0 | 1825.6186 | 0 | 0 | 0 | 9219.9844 | 304 | 8 | Fall
2018-10-31 09:00 | 469.213 | 107.4189 | 233.613 | 1304.9415 | 1092.545 | 0 | 83.0527 | 718.4514 | 426.6044 | 753.1414 | 2475.1843 | 0 | 1.6878 | 0.0050753 | 0 | 0.62781 | 0 | 0 | 1850.923 | 0 | 0 | 0 | 9517.4091 | 304 | 9 | Fall
2018-10-31 10:00 | 385.9051 | 116.738 | 217.9739 | 1365.2163 | 1091.9228 | 0 | 62.3247 | 796.1015 | 454.7504 | 804.1938 | 2637.8932 | 0 | 1.8821 | 0.004939 | 0 | 0.70005 | 0 | 0 | 1815.5316 | 0 | 0 | 0 | 9751.1383 | 304 | 10 | Fall
2018-10-31 11:00 | 314.5092 | 146.4751 | 201.3743 | 1373.6945 | 1093.4683 | 0 | 46.4065 | 868.2129 | 462.2977 | 822.2881 | 2687.0461 | 0 | 2.302 | 0.0056286 | 0 | 0.85626 | 0 | 0 | 1828.2802 | 0 | 0 | 0 | 9847.2169 | 304 | 11 | Fall
2018-10-31 12:00 | 252.8993 | 198.4047 | 194.5253 | 1317.9469 | 1102.0141 | 0 | 37.2 | 939.1492 | 458.7655 | 813.9857 | 2665.3095 | 0 | 2.6078 | 0.0055011 | 0 | 0.97001 | 0 | 0 | 1825.5265 | 0 | 0 | 0 | 9809.3101 | 304 | 12 | Fall
2018-10-31 13:00 | 200.5844 | 256.6448 | 186.8743 | 1180.1595 | 1071.09 | 0 | 31.7715 | 972.2443 | 445.1259 | 779.392 | 2588.0229 | 0 | 2.6395 | 0.0054469 | 0 | 0.9818 | 0 | 0 | 1824.5947 | 0 | 0 | 0 | 9540.1309 | 304 | 13 | Fall
2018-10-31 14:00 | 181.737 | 338.4196 | 190.1403 | 1109.5237 | 1059.2441 | 0 | 29.5387 | 957.825 | 418.8259 | 741.6528 | 2455.1169 | 0 | 2.9713 | 0.005445 | 0 | 1.1052 | 0 | 0 | 1800.9734 | 0 | 0 | 0 | 9287.0792 | 304 | 14 | Fall
2018-10-31 15:00 | 171.3352 | 424.9551 | 207.27 | 1164.1849 | 1098.2452 | 0 | 32.1229 | 919.0575 | 385.6988 | 711.411 | 2324.7236 | 0 | 4.055 | 0.0055324 | 0 | 1.5083 | 0 | 0 | 1772.0847 | 0 | 0 | 0 | 9216.6575 | 304 | 15 | Fall
2018-10-31 16:00 | 180.1595 | 457.5673 | 248.9375 | 1365.2665 | 1176.5638 | 0 | 36.3532 | 835.0652 | 353.0911 | 569.9175 | 2227.1223 | 0 | 5.4139 | 0.0056508 | 0 | 2.0138 | 0 | 0 | 1737.5602 | 0 | 0 | 0 | 9195.0374 | 304 | 16 | Fall
2018-10-31 17:00 | 187.8668 | 436.3447 | 336.2513 | 1585.8249 | 1275.5786 | 0 | 38.0817 | 693.5304 | 333.9049 | 546.8124 | 2146.2553 | 0 | 6.7366 | 0.0058891 | 0 | 2.5057 | 0 | 0 | 1732.3881 | 0 | 0 | 0 | 9322.0872 | 304 | 17 | Fall
2018-10-31 18:00 | 192.8075 | 358.6679 | 472.3182 | 1645.9765 | 1302.3853 | 0 | 40.4442 | 571.4541 | 443.0435 | 527.3259 | 1940.5028 | 0 | 5.2309 | 0.0059504 | 0 | 1.9457 | 0 | 0 | 1738.1379 | 0 | 0 | 0 | 9240.2464 | 304 | 18 | Fall
2018-10-31 19:00 | 190.4437 | 304.6969 | 638.0458 | 1632.4537 | 1264.9148 | 0 | 40.4388 | 474.9791 | 434.1447 | 490.5597 | 1848.2312 | 0 | 2.8332 | 0.0060521 | 0 | 1.0538 | 0 | 0 | 1742.8662 | 0 | 0 | 0 | 9065.6676 | 304 | 19 | Fall
2018-10-31 20:00 | 201.6333 | 256.1924 | 749.5377 | 1518.29 | 1211.7434 | 0 | 39.7651 | 395.549 | 417.1344 | 402.2457 | 1751.6789 | 0 | 2.1539 | 0.0061582 | 0 | 0.80115 | 0 | 0 | 1710.0669 | 0 | 0 | 0 | 8656.798 | 304 | 20 | Fall
2018-10-31 21:00 | 222.3779 | 221.2775 | 660.2878 | 1445.3217 | 1146.3234 | 0 | 20.7895 | 347.898 | 387.699 | 321.6448 | 1664.9398 | 0 | 1.604 | 0.0060879 | 0 | 0.59662 | 0 | 0 | 1660.19 | 0 | 0 | 0 | 8100.9563 | 304 | 21 | Fall
2018-10-31 22:00 | 250.0846 | 171.8481 | 326.7622 | 1277.7415 | 990.7555 | 0 | 22.5917 | 314.8906 | 335.0447 | 265.2235 | 1608.5537 | 0 | 1.0408 | 0.006072 | 0 | 0.38712 | 0 | 0 | 1599.4981 | 0 | 0 | 0 | 7164.4282 | 304 | 22 | Fall
2018-10-31 23:00 | 289.9172 | 131.9521 | 135.865 | 906.8803 | 908.7589 | 0 | 26.7636 | 294.1285 | 299.0849 | 228.5429 | 1571.5875 | 0 | 0.7441 | 0.0059287 | 0 | 0.27677 | 0 | 0 | 1568.7104 | 0 | 0 | 0 | 6363.2183 | 304 | 23 | Fall
2018-11-01 | 339.7861 | 116.3433 | 86.3192 | 552.9008 | 879.7616 | 0 | 29.3535 | 256.1321 | 280.4149 | 189.6323 | 1504.9675 | 0 | 0.39227 | 0.0058529 | 0 | 0.14591 | 0 | 0 | 1477.0992 | 0 | 0 | 0 | 5713.2545 | 305 | 0 | Fall
2018-11-01 01:00 | 396.276 | 124.0039 | 78.9384 | 447.5204 | 864.4441 | 0 | 28.4649 | 238.805 | 269.4249 | 169.611 | 1473.6582 | 0 | 0.24946 | 0.0058265 | 0 | 0.092791 | 0 | 0 | 1465.4625 | 0 | 0 | 0 | 5556.9576 | 305 | 1 | Fall
2018-11-01 02:00 | 498.0136 | 128.3829 | 77.3023 | 409.401 | 857.7632 | 0 | 38.0205 | 244.6469 | 266.4829 | 160.9359 | 1441.8265 | 0 | 0.1168 | 0.0058788 | 0 | 0.043446 | 0 | 0 | 1484.1661 | 0 | 0 | 0 | 5607.1079 | 305 | 2 | Fall
2018-11-01 03:00 | 619.2459 | 152.6678 | 77.3023 | 453.4259 | 858.3049 | 0 | 50.9601 | 261.6192 | 267.659 | 163.1156 | 1406.1974 | 0 | 0.15381 | 0.0059312 | 0 | 0.05721 | 0 | 0 | 1507.2835 | 0 | 0 | 0 | 5817.9985 | 305 | 3 | Fall
2018-11-01 04:00 | 773.9812 | 178.7281 | 77.6523 | 608.0059 | 875.4341 | 0 | 73.0281 | 293.0369 | 278.3421 | 191.8168 | 1407.3925 | 0 | 0.086867 | 0.0061065 | 0 | 0.032311 | 0 | 0 | 1584.0172 | 0 | 0 | 0 | 6341.5604 | 305 | 4 | Fall
2018-11-01 05:00 | 895.2279 | 194.9975 | 91.0476 | 950.1565 | 900.4503 | 0 | 107.0642 | 364.4415 | 308.3715 | 243.9851 | 1467.7547 | 0 | 0.36924 | 0.0060341 | 0 | 0.13734 | 0 | 0 | 1734.0033 | 0 | 0 | 0 | 7258.0126 | 305 | 5 | Fall
2018-11-01 06:00 | 995.8199 | 208.4875 | 182.4026 | 1257.178 | 956.1057 | 0 | 223.1054 | 471.9166 | 362.1024 | 319.4066 | 1778.674 | 0 | 0.93004 | 0.005933 | 0 | 0.34594 | 0 | 0 | 1683.5358 | 0 | 0 | 0 | 8440.0163 | 305 | 6 | Fall
2018-11-01 07:00 | 1074.3231 | 217.7906 | 252.6959 | 1357.5629 | 1029.3425 | 0 | 222.8085 | 563.7919 | 375.1237 | 434.7904 | 2016.6886 | 0 | 1.6952 | 0.0052299 | 0 | 0.63055 | 0 | 0 | 1729.3561 | 0 | 0 | 0 | 9276.6052 | 305 | 7 | Fall
2018-11-01 08:00 | 1012.4891 | 215.7757 | 254.413 | 1381.1558 | 1069.7806 | 0 | 201.4779 | 619.4195 | 372.73 | 652.9401 | 2256.4833 | 0 | 1.845 | 0.005246 | 0 | 0.68626 | 0 | 0 | 1807.1094 | 0 | 0 | 0 | 9846.3109 | 305 | 8 | Fall
2018-11-01 09:00 | 890.5205 | 206.1512 | 247.5445 | 1387.8589 | 1091.2957 | 0 | 165.6637 | 671.4714 | 427.6349 | 753.1624 | 2463.3942 | 0 | 1.6859 | 0.0051236 | 0 | 0.62707 | 0 | 0 | 1848.082 | 0 | 0 | 0 | 10155.0974 | 305 | 9 | Fall
2018-11-01 10:00 | 751.7251 | 181.2047 | 233.3529 | 1396.8787 | 1091.7171 | 0 | 130.5912 | 716.2924 | 454.9038 | 805.1615 | 2618.467 | 0 | 1.8645 | 0.0049503 | 0 | 0.69352 | 0 | 0 | 1797.8711 | 0 | 0 | 0 | 10180.7285 | 305 | 10 | Fall
2018-11-01 11:00 | 616.1813 | 159.2675 | 216.7213 | 1383.2556 | 1094.0262 | 0 | 95.7926 | 747.3436 | 462.3097 | 824.8397 | 2658.9508 | 0 | 2.2914 | 0.0049343 | 0 | 0.8523 | 0 | 0 | 1819.7406 | 0 | 0 | 0 | 10081.5775 | 305 | 11 | Fall
2018-11-01 12:00 | 496.307 | 149.2063 | 208.6834 | 1280.9086 | 1101.5571 | 0 | 69.7732 | 762.6613 | 458.7695 | 811.7787 | 2631.5844 | 0 | 2.6007 | 0.0055606 | 0 | 0.96737 | 0 | 0 | 1820.3151 | 0 | 0 | 0 | 9795.1183 | 305 | 12 | Fall
2018-11-01 13:00 | 389.5419 | 144.9107 | 201.7399 | 1198.5606 | 1070.811 | 0 | 59.0972 | 762.1783 | 445.1295 | 778.5918 | 2553.3824 | 0 | 2.6265 | 0.0054834 | 0 | 0.97697 | 0 | 0 | 1815.0693 | 0 | 0 | 0 | 9422.6217 | 305 | 13 | Fall
2018-11-01 14:00 | 311.6213 | 148.8894 | 205.7553 | 1214.0444 | 1058.0695 | 0 | 50.6168 | 740.4143 | 418.8265 | 739.2732 | 2425.6575 | 0 | 2.9771 | 0.0055481 | 0 | 1.1074 | 0 | 0 | 1804.1358 | 0 | 0 | 0 | 9121.394 | 305 | 14 | Fall
2018-11-01 15:00 | 244.6814 | 150.0308 | 242.9264 | 1310.6912 | 1098.0212 | 0 | 45.7431 | 706.9057 | 385.699 | 709.4771 | 2306.359 | 0 | 3.9873 | 0.0054836 | 0 | 1.4831 | 0 | 0 | 1742.1612 | 0 | 0 | 0 | 8948.1719 | 305 | 15 | Fall
2018-11-01 16:00 | 224.0289 | 152.6316 | 339.4148 | 1543.1479 | 1178.4791 | 0 | 47.162 | 651.1027 | 353.0904 | 565.6352 | 2219.7454 | 0 | 5.2488 | 0.0056606 | 0 | 1.9523 | 0 | 0 | 1684.3669 | 0 | 0 | 0 | 8966.0118 | 305 | 16 | Fall
2018-11-01 17:00 | 235.9214 | 157.6444 | 508.616 | 1681.0574 | 1274.5332 | 0 | 54.9211 | 572.0527 | 337.8596 | 544.5005 | 2148.7873 | 0 | 6.4317 | 0.005772 | 0 | 2.3923 | 0 | 0 | 1653.6175 | 0 | 0 | 0 | 9178.3408 | 305 | 17 | Fall
2018-11-01 18:00 | 299.6234 | 153.4003 | 679.9666 | 1710.5475 | 1297.6582 | 0 | 73.5654 | 510.092 | 454.4626 | 524.8812 | 1950.4086 | 0 | 4.9815 | 0.0059068 | 0 | 1.8529 | 0 | 0 | 1655.2603 | 0 | 0 | 0 | 9316.7065 | 305 | 18 | Fall
2018-11-01 19:00 | 389.2587 | 159.7683 | 740.9075 | 1667.5634 | 1261.847 | 0 | 85.3092 | 445.3261 | 434.1247 | 490.4857 | 1862.8223 | 0 | 2.7326 | 0.00604 | 0 | 1.0164 | 0 | 0 | 1681.0076 | 0 | 0 | 0 | 9222.1755 | 305 | 19 | Fall
2018-11-01 20:00 | 474.5698 | 177.7073 | 665.3376 | 1600.7242 | 1210.3424 | 0 | 87.9268 | 388.8985 | 416.492 | 403.6395 | 1767.7062 | 0 | 2.1149 | 0.0060997 | 0 | 0.78666 | 0 | 0 | 1679.2812 | 0 | 0 | 0 | 8875.5331 | 305 | 20 | Fall
2018-11-01 21:00 | 557.8043 | 181.4162 | 491.2012 | 1418.4351 | 1143.5373 | 0 | 46.7335 | 348.3706 | 384.9438 | 321.6037 | 1678.4158 | 0 | 1.6063 | 0.0054217 | 0 | 0.59746 | 0 | 0 | 1662.1485 | 0 | 0 | 0 | 8236.8191 | 305 | 21 | Fall
2018-11-01 22:00 | 651.7285 | 191.4104 | 327.0854 | 1116.4306 | 990.5768 | 0 | 48.8841 | 323.2192 | 331.5038 | 266.2084 | 1615.807 | 0 | 1.0516 | 0.0054606 | 0 | 0.39116 | 0 | 0 | 1615.081 | 0 | 0 | 0 | 7479.3834 | 305 | 22 | Fall
2018-11-01 23:00 | 742.6539 | 195.8418 | 135.3927 | 782.173 | 908.0285 | 0 | 57.0718 | 308.1389 | 297.3998 | 228.5591 | 1570.3319 | 0 | 0.75797 | 0.0058989 | 0 | 0.28194 | 0 | 0 | 1597.4278 | 0 | 0 | 0 | 6824.065 | 305 | 23 | Fall
2018-11-02 | 809.5379 | 201.8209 | 86.1128 | 584.1933 | 880.0098 | 0 | 65.2702 | 272.4101 | 280.017 | 191.0714 | 1499.5401 | 0 | 0.38869 | 0.0058854 | 0 | 0.14458 | 0 | 0 | 1566.3129 | 0 | 0 | 0 | 6436.8355 | 306 | 0 | Summer
2018-11-02 01:00 | 868.6238 | 207.4639 | 78.9379 | 457.6299 | 864.5716 | 0 | 60.8138 | 256.9915 | 269.2644 | 169.3452 | 1478.6727 | 0 | 0.24852 | 0.0058362 | 0 | 0.09244 | 0 | 0 | 1569.6374 | 0 | 0 | 0 | 6282.2988 | 306 | 1 | Summer
2018-11-02 02:00 | 958.244 | 210.3791 | 77.3023 | 408.647 | 857.719 | 0 | 69.3846 | 260.4417 | 266.4136 | 161.3284 | 1445.5497 | 0 | 0.11774 | 0.005871 | 0 | 0.043796 | 0 | 0 | 1607.57 | 0 | 0 | 0 | 6323.1468 | 306 | 2 | Summer
2018-11-02 03:00 | 1040.6471 | 218.9665 | 77.3023 | 443.2059 | 858.2492 | 0 | 79.3872 | 276.3459 | 267.6611 | 163.0579 | 1409.3309 | 0 | 0.15502 | 0.0067131 | 0 | 0.057662 | 0 | 0 | 1627.3389 | 0 | 0 | 0 | 6461.7123 | 306 | 3 | Summer
2018-11-02 04:00 | 1130.6778 | 227.2127 | 77.6303 | 615.1403 | 875.4428 | 0 | 94.4885 | 302.706 | 278.4037 | 192.7837 | 1411.4274 | 0 | 0.087143 | 0.0067371 | 0 | 0.032414 | 0 | 0 | 1703.75 | 0 | 0 | 0 | 6909.7894 | 306 | 4 | Summer
2018-11-02 05:00 | 1199.1048 | 235.5785 | 91.2307 | 963.6819 | 900.5464 | 0 | 132.5491 | 370.4616 | 308.5144 | 243.4368 | 1470.7989 | 0 | 0.36482 | 0.0067277 | 0 | 0.1357 | 0 | 0 | 1836.2778 | 0 | 0 | 0 | 7752.6881 | 306 | 5 | Summer
2018-11-02 06:00 | 1242.0175 | 240.5429 | 184.4575 | 1281.3305 | 956.4704 | 0 | 260.1108 | 475.2071 | 362.298 | 318.7036 | 1780.4513 | 0 | 0.9144 | 0.0059052 | 0 | 0.34012 | 0 | 0 | 1777.1325 | 0 | 0 | 0 | 8879.9825 | 306 | 6 | Summer
2018-11-02 07:00 | 1279.7405 | 242.316 | 255.4398 | 1370.7061 | 1028.9097 | 0 | 240.2536 | 564.3332 | 376.597 | 435.9264 | 2019.3027 | 0 | 1.6407 | 0.0058804 | 0 | 0.61026 | 0 | 0 | 1798.0748 | 0 | 0 | 0 | 9613.8567 | 306 | 7 | Summer
2018-11-02 08:00 | 1220.2983 | 231.2783 | 256.4758 | 1345.5524 | 1067.3512 | 0 | 217.6718 | 617.8923 | 373.0294 | 652.6902 | 2261.935 | 0 | 1.7585 | 0.0058274 | 0 | 0.65409 | 0 | 0 | 1851.9663 | 0 | 0 | 0 | 10098.5594 | 306 | 8 | Summer
2018-11-02 09:00 | 1044.6755 | 210.2478 | 249.8116 | 1428.7324 | 1091.9415 | 0 | 164.3503 | 665.5277 | 427.8536 | 753.7591 | 2474.5644 | 0 | 1.5728 | 0.0056715 | 0 | 0.58503 | 0 | 0 | 1854.6985 | 0 | 0 | 0 | 10368.3261 | 306 | 9 | Summer
2018-11-02 10:00 | 871.0475 | 194.2782 | 236.1074 | 1421.4904 | 1092.8295 | 0 | 120.7626 | 707.8782 | 455.0172 | 807.7615 | 2638.6234 | 0 | 1.7171 | 0.0054784 | 0 | 0.63867 | 0 | 0 | 1780.8095 | 0 | 0 | 0 | 10328.9666 | 306 | 10 | Summer
2018-11-02 11:00 | 748.384 | 186.489 | 218.3556 | 1375.3045 | 1095.0996 | 0 | 94.6234 | 740.5612 | 462.3411 | 826.034 | 2689.9497 | 0 | 2.0694 | 0.0055097 | 0 | 0.76974 | 0 | 0 | 1767.7021 | 0 | 0 | 0 | 10207.6887 | 306 | 11 | Summer
2018-11-02 12:00 | 650.5973 | 175.367 | 208.5335 | 1279.4898 | 1102.5153 | 0 | 78.8325 | 756.6702 | 458.7746 | 814.159 | 2668.8794 | 0 | 2.3525 | 0.0054254 | 0 | 0.87504 | 0 | 0 | 1771.3243 | 0 | 0 | 0 | 9968.376 | 306 | 12 | Summer
2018-11-02 13:00 | 562.7393 | 187.9387 | 200.1722 | 1202.1582 | 1070.4543 | 0 | 72.5628 | 760.467 | 445.1313 | 780.7327 | 2591.4688 | 0 | 2.3917 | 0.0053881 | 0 | 0.8896 | 0 | 0 | 1778.7269 | 0 | 0 | 0 | 9655.8388 | 306 | 13 | Summer
2018-11-02 14:00 | 506.9349 | 201.1826 | 204.8762 | 1189.8637 | 1057.8226 | 0 | 68.7102 | 739.177 | 418.8248 | 743.0702 | 2459.3874 | 0 | 2.711 | 0.0054364 | 0 | 1.0084 | 0 | 0 | 1767.7193 | 0 | 0 | 0 | 9361.2938 | 306 | 14 | Summer
2018-11-02 15:00 | 474.2483 | 216.0185 | 245.5517 | 1285.7358 | 1099.5605 | 0 | 70.6509 | 699.0748 | 385.6986 | 712.3289 | 2331.3537 | 0 | 3.7047 | 0.0053399 | 0 | 1.378 | 0 | 0 | 1740.312 | 0 | 0 | 0 | 9265.6216 | 306 | 15 | Summer
2018-11-02 16:00 | 465.995 | 225.736 | 340.5282 | 1531.5587 | 1179.7806 | 0 | 74.4643 | 642.3397 | 353.0903 | 569.3523 | 2232.2851 | 0 | 4.9358 | 0.0055027 | 0 | 1.8359 | 0 | 0 | 1701.7762 | 0 | 0 | 0 | 9323.6836 | 306 | 16 | Summer
2018-11-02 17:00 | 478.4634 | 227.368 | 514.8256 | 1677.667 | 1279.1912 | 0 | 79.8292 | 567.8886 | 338.4131 | 547.3444 | 2151.4078 | 0 | 6.0844 | 0.0057512 | 0 | 2.2631 | 0 | 0 | 1679.0163 | 0 | 0 | 0 | 9549.7681 | 306 | 17 | Summer
2018-11-02 18:00 | 527.6798 | 229.3298 | 685.8617 | 1714.8666 | 1301.1122 | 0 | 89.2336 | 504.1482 | 455.0368 | 529.4793 | 1943.3843 | 0 | 4.6957 | 0.0058274 | 0 | 1.7466 | 0 | 0 | 1673.9337 | 0 | 0 | 0 | 9660.5143 | 306 | 18 | Summer
2018-11-02 19:00 | 574.7171 | 217.8708 | 741.4151 | 1647.5795 | 1262.4726 | 0 | 94.3287 | 438.7304 | 434.12 | 494.0843 | 1848.5741 | 0 | 2.5592 | 0.0058397 | 0 | 0.95191 | 0 | 0 | 1688.6316 | 0 | 0 | 0 | 9446.0413 | 306 | 19 | Summer
2018-11-02 20:00 | 613.095 | 207.0733 | 665.5464 | 1587.1434 | 1209.5636 | 0 | 90.4566 | 379.9504 | 416.4657 | 405.2902 | 1750.6585 | 0 | 1.9601 | 0.0058321 | 0 | 0.72908 | 0 | 0 | 1668.3502 | 0 | 0 | 0 | 8996.2883 | 306 | 20 | Summer
2018-11-02 21:00 | 671.985 | 201.9311 | 491.0643 | 1445.7288 | 1143.7443 | 0 | 51.4887 | 339.9274 | 384.8617 | 324.6602 | 1662.7357 | 0 | 1.4543 | 0.0057507 | 0 | 0.54093 | 0 | 0 | 1613.3888 | 0 | 0 | 0 | 8333.517 | 306 | 21 | Summer
2018-11-02 22:00 | 736.8474 | 202.4478 | 324.3936 | 1141.1394 | 989.6061 | 0 | 54.1027 | 316.8908 | 331.3201 | 266.7102 | 1607.0486 | 0 | 0.94732 | 0.0057295 | 0 | 0.35236 | 0 | 0 | 1560.347 | 0 | 0 | 0 | 7532.1591 | 306 | 22 | Summer
2018-11-02 23:00 | 788.8468 | 199.5 | 134.0322 | 786.6 | 907.4049 | 0 | 56.4049 | 301.5383 | 297.0778 | 230.8214 | 1570.8808 | 0 | 0.685 | 0.0055886 | 0 | 0.25479 | 0 | 0 | 1548.6573 | 0 | 0 | 0 | 6822.7099 | 306 | 23 | Summer
2018-11-03 | 823.0897 | 199.347 | 86.1696 | 568.2105 | 879.8646 | 0 | 56.5403 | 266.7362 | 279.5629 | 192.683 | 1506.0013 | 0 | 0.3739 | 0.006224 | 0 | 0.13907 | 0 | 0 | 1507.3954 | 0 | 0 | 0 | 6366.1199 | 307 | 0 | Fall
2018-11-03 01:00 | 835.245 | 203.9315 | 78.9558 | 454.4389 | 864.3874 | 0 | 58.1324 | 273.422 | 255.9752 | 161.5042 | 1557.1641 | 0 | 0.23942 | 0.0062364 | 0 | 0.089053 | 0 | 0 | 1508.1725 | 0 | 0 | 0 | 6251.6637 | 307 | 1 | Fall
2018-11-03 02:00 | 894.6186 | 205.6079 | 77.2904 | 426.541 | 857.7822 | 0 | 59.0968 | 270.2715 | 250.1968 | 163.5151 | 1530.9542 | 0 | 0.11164 | 0.0062189 | 0 | 0.041525 | 0 | 0 | 1526.4354 | 0 | 0 | 0 | 6262.4692 | 307 | 2 | Fall
2018-11-03 03:00 | 937.7897 | 208.663 | 77.2904 | 414.8238 | 858.2855 | 0 | 64.0401 | 280.8094 | 248.3003 | 177.6062 | 1497.1429 | 0 | 0.14608 | 0.0063148 | 0 | 0.054337 | 0 | 0 | 1532.1414 | 0 | 0 | 0 | 6297.0994 | 307 | 3 | Fall
2018-11-03 04:00 | 1000.5645 | 212.563 | 77.5479 | 445.0873 | 874.6975 | 0 | 75.6891 | 296.5506 | 250.4716 | 194.4754 | 1449.9068 | 0 | 0.081835 | 0.0064297 | 0 | 0.030439 | 0 | 0 | 1604.2617 | 0 | 0 | 0 | 6481.934 | 307 | 4 | Fall
2018-11-03 05:00 | 1063.1762 | 220.1191 | 84.888 | 602.4096 | 895.6755 | 0 | 103.7161 | 324.936 | 255.7728 | 222.023 | 1396.508 | 0 | 0.34413 | 0.0064748 | 0 | 0.128 | 0 | 0 | 1733.5586 | 0 | 0 | 0 | 6903.2613 | 307 | 5 | Fall
2018-11-03 06:00 | 1100.7436 | 224.6662 | 126.0711 | 885.0606 | 926.3489 | 0 | 205.9646 | 390.9178 | 271.7089 | 272.4677 | 1505.2127 | 0 | 0.86214 | 0.0056719 | 0 | 0.32068 | 0 | 0 | 1674.9942 | 0 | 0 | 0 | 7585.3448 | 307 | 6 | Fall
2018-11-03 07:00 | 1135.4874 | 229.2436 | 198.396 | 1211.3455 | 990.4772 | 0 | 190.1588 | 427.6099 | 239.7871 | 311.9822 | 1486.0485 | 0 | 1.5697 | 0.0056736 | 0 | 0.58387 | 0 | 0 | 1720.236 | 0 | 0 | 0 | 8142.9314 | 307 | 7 | Fall
2018-11-03 08:00 | 1078.9406 | 226.5618 | 272.0344 | 1481.1094 | 1077.4594 | 0 | 175.1481 | 462.4805 | 189.3831 | 439.4734 | 1459.9881 | 0 | 1.6957 | 0.0056193 | 0 | 0.63073 | 0 | 0 | 1785.8742 | 0 | 0 | 0 | 8650.7849 | 307 | 8 | Fall
2018-11-03 09:00 | 933.2687 | 221.2003 | 307.8377 | 1582.6122 | 1125.3264 | 0 | 141.6839 | 519.0348 | 216.2907 | 495.5781 | 1471.5645 | 0 | 1.5188 | 0.0055119 | 0 | 0.56493 | 0 | 0 | 1790.9816 | 0 | 0 | 0 | 8807.4681 | 307 | 9 | Fall
2018-11-03 10:00 | 792.098 | 217.4148 | 301.1409 | 1524.9196 | 1130.9779 | 0 | 116.3723 | 575.2855 | 230.3457 | 533.669 | 1533.5512 | 0 | 1.6847 | 0.005417 | 0 | 0.62663 | 0 | 0 | 1747.0468 | 0 | 0 | 0 | 8705.1384 | 307 | 10 | Fall
2018-11-03 11:00 | 691.2957 | 217.327 | 279.6934 | 1546.9953 | 1134.6545 | 0 | 100.4704 | 619.5315 | 237.352 | 567.0129 | 1574.19 | 0 | 2.0347 | 0.005372 | 0 | 0.75684 | 0 | 0 | 1738.1913 | 0 | 0 | 0 | 8709.511 | 307 | 11 | Fall
2018-11-03 12:00 | 617.6294 | 225.5858 | 265.0277 | 1503.9627 | 1142.0139 | 0 | 87.6072 | 647.1208 | 239.1115 | 584.8616 | 1597.9018 | 0 | 2.3287 | 0.0053848 | 0 | 0.86617 | 0 | 0 | 1753.3528 | 0 | 0 | 0 | 8667.3753 | 307 | 12 | Fall
2018-11-03 13:00 | 522.677 | 265.9343 | 256.6872 | 1421.2751 | 1111.7314 | 0 | 79.1087 | 666.9121 | 238.5164 | 600.6344 | 1609.9614 | 0 | 2.3591 | 0.0053388 | 0 | 0.87747 | 0 | 0 | 1754.4304 | 0 | 0 | 0 | 8531.1102 | 307 | 13 | Fall
2018-11-03 14:00 | 465.8524 | 305.5361 | 267.7117 | 1389.2184 | 1100.9069 | 0 | 74.0129 | 662.2589 | 234.9383 | 603.8542 | 1631.1355 | 0 | 2.6503 | 0.0052939 | 0 | 0.98582 | 0 | 0 | 1728.0334 | 0 | 0 | 0 | 8467.1002 | 307 | 14 | Fall
2018-11-03 15:00 | 430.597 | 314.6162 | 304.9054 | 1484.6479 | 1142.4805 | 0 | 70.0377 | 636.5615 | 229.9111 | 591.1723 | 1678.883 | 0 | 3.6372 | 0.0052812 | 0 | 1.3529 | 0 | 0 | 1708.6696 | 0 | 0 | 0 | 8597.4774 | 307 | 15 | Fall
2018-11-03 16:00 | 418.5108 | 321.3297 | 401.804 | 1633.2244 | 1218.6556 | 0 | 70.0558 | 602.0902 | 225.8078 | 499.7783 | 1741.6208 | 0 | 4.8408 | 0.0054503 | 0 | 1.8006 | 0 | 0 | 1669.3022 | 0 | 0 | 0 | 8808.8263 | 307 | 16 | Fall
2018-11-03 17:00 | 417.0113 | 305.3286 | 559.6908 | 1748.3716 | 1305.8842 | 0 | 72.9633 | 540.7972 | 241.7561 | 480.8076 | 1803.5482 | 0 | 5.9111 | 0.0056642 | 0 | 2.1987 | 0 | 0 | 1631.5891 | 0 | 0 | 0 | 9115.8635 | 307 | 17 | Fall
2018-11-03 18:00 | 453.8452 | 288.5697 | 717.4993 | 1733.9368 | 1319.2643 | 0 | 83.3514 | 484.2615 | 383.5322 | 456.6169 | 1709.4431 | 0 | 4.5312 | 0.0057763 | 0 | 1.6854 | 0 | 0 | 1615.509 | 0 | 0 | 0 | 9252.052 | 307 | 18 | Fall
2018-11-03 19:00 | 492.3883 | 268.5872 | 778.2802 | 1714.9456 | 1282.4451 | 0 | 93.0037 | 442.6524 | 385.5904 | 417.6451 | 1699.4077 | 0 | 2.453 | 0.0057865 | 0 | 0.91241 | 0 | 0 | 1619.1647 | 0 | 0 | 0 | 9197.4816 | 307 | 19 | Fall
2018-11-03 20:00 | 538.7917 | 256.4689 | 690.351 | 1588.8477 | 1223.1708 | 0 | 96.6896 | 412.2617 | 382.351 | 366.3342 | 1680.8259 | 0 | 1.8879 | 0.0057611 | 0 | 0.70221 | 0 | 0 | 1607.272 | 0 | 0 | 0 | 8845.9604 | 307 | 20 | Fall
2018-11-03 21:00 | 602.5507 | 243.5233 | 510.8722 | 1427.4752 | 1156.9104 | 0 | 60.8062 | 361.3671 | 359.3392 | 316.4446 | 1637.0345 | 0 | 1.4258 | 0.0058018 | 0 | 0.53033 | 0 | 0 | 1581.9517 | 0 | 0 | 0 | 8260.237 | 307 | 21 | Fall
2018-11-03 22:00 | 670.4587 | 236.8948 | 356.0827 | 1132.1692 | 1004.1874 | 0 | 60.4586 | 331.0924 | 310.6487 | 254.7004 | 1581.5595 | 0 | 0.9241 | 0.0056902 | 0 | 0.34373 | 0 | 0 | 1522.3973 | 0 | 0 | 0 | 7461.9231 | 307 | 22 | Fall
2018-11-03 23:00 | 730.2351 | 231.2812 | 147.8846 | 809.7838 | 916.7478 | 0 | 64.5582 | 308.4118 | 276.083 | 202.5538 | 1542.7824 | 0 | 0.66489 | 0.0056324 | 0 | 0.24731 | 0 | 0 | 1503.7044 | 0 | 0 | 0 | 6734.944 | 307 | 23 | Fall
2018-11-04 | 780.4433 | 229.6482 | 89.1057 | 579.7955 | 883.8292 | 0 | 66.4606 | 286.7903 | 262.7998 | 170.7609 | 1547.7876 | 0 | 0.92029 | 0.0077209 | 0 | 0.34231 | 0 | 0 | 1099.7979 | 0 | 0 | 0 | 5998.4894 | 308 | 0 | Fall
2018-11-04 01:00 | 843.1736 | 233.1335 | 79.5235 | 459.2369 | 865.7625 | 0 | 59.3399 | 271.9347 | 246.2238 | 164.0717 | 1436.644 | 0 | 0.3677 | 0.0076825 | 0 | 0.13677 | 0 | 0 | 1094.5839 | 0 | 0 | 0 | 5754.1401 | 308 | 1 | Fall
2018-11-04 02:00 | 927.5758 | 237.6757 | 77.2904 | 417.5946 | 858.1894 | 0 | 68.3616 | 273.0149 | 241.1178 | 166.5078 | 1430.7921 | 0 | 0.31025 | 0.0083011 | 0 | 0.1154 | 0 | 0 | 1032.6241 | 0 | 0 | 0 | 5731.1783 | 308 | 2 | Fall
2018-11-04 03:00 | 989.4035 | 240.0722 | 77.2904 | 432.155 | 858.344 | 0 | 78.6194 | 273.7738 | 237.6324 | 181.9681 | 1387.7021 | 0 | 0.2233 | 0.0083121 | 0 | 0.08306 | 0 | 0 | 998.1999 | 0 | 0 | 0 | 5755.4754 | 308 | 3 | Fall
2018-11-04 04:00 | 1080.642 | 244.9511 | 77.5215 | 459.1451 | 874.7417 | 0 | 89.5117 | 281.8589 | 242.2733 | 199.9394 | 1354.8697 | 0 | 0.04302 | 0.0082848 | 0 | 0.016002 | 0 | 0 | 1006.5863 | 0 | 0 | 0 | 5912.1079 | 308 | 4 | Fall
2018-11-04 05:00 | 1159.2748 | 254.7399 | 84.5116 | 610.9071 | 895.4764 | 0 | 129.0278 | 319.6379 | 251.3872 | 229.8734 | 1320.1457 | 0 | 0.13552 | 0.0083175 | 0 | 0.050407 | 0 | 0 | 1026.8627 | 0 | 0 | 0 | 6282.0389 | 308 | 5 | Fall
2018-11-04 06:00 | 1233.4059 | 262.2647 | 126.2321 | 870.3229 | 925.9711 | 0 | 244.5649 | 365.6724 | 264.4863 | 274.3728 | 1265.2003 | 0 | 0.28256 | 0.0083066 | 0 | 0.1051 | 0 | 0 | 1007.9144 | 0 | 0 | 0 | 6840.804 | 308 | 6 | Fall
2018-11-04 07:00 | 1279.6854 | 269.6499 | 202.6441 | 1248.7486 | 991.1724 | 0 | 220.4885 | 384.2502 | 215.2446 | 305.2487 | 1235.8067 | 0 | 0.49997 | 0.0078695 | 0 | 0.18597 | 0 | 0 | 1013.0634 | 0 | 0 | 0 | 7366.6963 | 308 | 7 | Fall
2018-11-04 08:00 | 1186.4227 | 260.0825 | 274.1475 | 1492.7324 | 1078.1618 | 0 | 198.2954 | 395.5466 | 137.9289 | 430.0475 | 1275.7444 | 0 | 0.91536 | 0.0065343 | 0 | 0.34048 | 0 | 0 | 978.3418 | 0 | 0 | 0 | 7708.7139 | 308 | 8 | Fall
2018-11-04 09:00 | 983.9457 | 239.6736 | 309.2802 | 1586.3048 | 1126.1059 | 0 | 144.2234 | 424.0218 | 158.1587 | 472.2902 | 1293.7131 | 0 | 1.5923 | 0.0065229 | 0 | 0.59226 | 0 | 0 | 961.6988 | 0 | 0 | 0 | 7701.6074 | 308 | 9 | Fall
2018-11-04 10:00 | 769.2667 | 219.1201 | 302.0774 | 1568.6304 | 1131.8635 | 0 | 105.1201 | 453.8 | 177.2739 | 498.6324 | 1309.5744 | 0 | 2.1148 | 0.0064958 | 0 | 0.78663 | 0 | 0 | 936.9934 | 0 | 0 | 0 | 7475.2603 | 308 | 10 | Fall
2018-11-04 11:00 | 622.7109 | 189.5994 | 276.7471 | 1582.8908 | 1135.2801 | 0 | 84.0834 | 477.4244 | 191.8208 | 524.6146 | 1337.8689 | 0 | 2.636 | 0.0057689 | 0 | 0.98049 | 0 | 0 | 925.099 | 0 | 0 | 0 | 7351.7617 | 308 | 11 | Fall
2018-11-04 12:00 | 536.7609 | 192.5933 | 261.809 | 1503.6345 | 1142.5421 | 0 | 71.3036 | 497.292 | 200.512 | 544.6904 | 1390.8021 | 0 | 3.3676 | 0.0064735 | 0 | 1.2526 | 0 | 0 | 938.5598 | 0 | 0 | 0 | 7285.1264 | 308 | 12 | Fall
2018-11-04 13:00 | 431.8406 | 206.2508 | 256.1319 | 1413.3568 | 1113.6447 | 0 | 60.9899 | 514.7473 | 204.1428 | 555.0557 | 1432.3599 | 0 | 3.4678 | 0.006391 | 0 | 1.2899 | 0 | 0 | 941.9883 | 0 | 0 | 0 | 7135.2727 | 308 | 13 | Fall
2018-11-04 14:00 | 376.6415 | 225.7495 | 267.6589 | 1425.1332 | 1101.2339 | 0 | 55.0804 | 513.6544 | 202.0859 | 564.7879 | 1477.5118 | 0 | 3.5005 | 0.0057996 | 0 | 1.302 | 0 | 0 | 919.2322 | 0 | 0 | 0 | 7133.5781 | 308 | 14 | Fall
2018-11-04 15:00 | 355.5579 | 242.4966 | 306.689 | 1499.9999 | 1143.8767 | 0 | 53.9862 | 493.2712 | 194.6806 | 561.6952 | 1516.5853 | 0 | 3.8384 | 0.006494 | 0 | 1.4277 | 0 | 0 | 940.2477 | 0 | 0 | 0 | 7314.3589 | 308 | 15 | Fall
2018-11-04 16:00 | 340.0582 | 250.9374 | 403.0051 | 1616.9187 | 1221.0072 | 0 | 54.3315 | 475.7364 | 185.3981 | 474.253 | 1545.832 | 0 | 4.2371 | 0.0065898 | 0 | 1.576 | 0 | 0 | 917.4037 | 0 | 0 | 0 | 7490.701 | 308 | 16 | Fall
2018-11-04 17:00 | 344.9815 | 230.9864 | 558.1567 | 1738.7664 | 1307.4944 | 0 | 58.3745 | 434.2526 | 193.3909 | 464.9776 | 1571.18 | 0 | 3.8976 | 0.0060259 | 0 | 1.4498 | 0 | 0 | 905.1138 | 0 | 0 | 0 | 7813.0282 | 308 | 17 | Fall
2018-11-04 18:00 | 376.6095 | 198.3891 | 714.1607 | 1752.1554 | 1319.6539 | 0 | 70.2913 | 405.2917 | 327.0357 | 441.6482 | 1583.9365 | 0 | 4.8104 | 0.0068984 | 0 | 1.7893 | 0 | 0 | 949.719 | 0 | 0 | 0 | 8145.4975 | 308 | 18 | Fall
2018-11-04 19:00 | 400.2119 | 179.8744 | 777.7139 | 1637.9071 | 1283.3244 | 0 | 78.948 | 385.5154 | 315.4817 | 407.6971 | 1561.8899 | 0 | 4.6942 | 0.0068655 | 0 | 1.746 | 0 | 0 | 944.3328 | 0 | 0 | 0 | 7979.3436 | 308 | 19 | Fall
2018-11-04 20:00 | 434.3113 | 166.3221 | 696.8619 | 1585.0784 | 1226.1259 | 0 | 80.9845 | 368.2983 | 303.6159 | 359.759 | 1527.7768 | 0 | 3.972 | 0.0068645 | 0 | 1.4774 | 0 | 0 | 959.7839 | 0 | 0 | 0 | 7714.3744 | 308 | 20 | Fall
2018-11-04 21:00 | 481.2673 | 158.0795 | 510.6351 | 1457.0014 | 1157.4583 | 0 | 43.1433 | 332.2622 | 292.2346 | 313.8786 | 1478.6656 | 0 | 3.3129 | 0.0068995 | 0 | 1.2323 | 0 | 0 | 963.4267 | 0 | 0 | 0 | 7192.6046 | 308 | 21 | Fall
2018-11-04 22:00 | 525.9206 | 151.377 | 351.9981 | 1135.2248 | 1003.5458 | 0 | 43.6267 | 322.2264 | 280.3088 | 256.6995 | 1425.497 | 0 | 2.5886 | 0.0068091 | 0 | 0.96286 | 0 | 0 | 1002.101 | 0 | 0 | 0 | 6502.084 | 308 | 22 | Fall
2018-11-04 23:00 | 566.396 | 145.3916 | 146.2544 | 816.0547 | 916.0357 | 0 | 43.0426 | 304.9496 | 267.4478 | 207.2136 | 1387.8625 | 0 | 1.7788 | 0.0067249 | 0 | 0.66162 | 0 | 0 | 1081.9388 | 0 | 0 | 0 | 5885.0345 | 308 | 23 | Fall
2018-11-05 | 606.935 | 144.0808 | 88.4471 | 571.814 | 883.255 | 0 | 46.2697 | 278.5801 | 254.282 | 174.1371 | 1415.5104 | 0 | 0.92318 | 0.0066571 | 0 | 0.34339 | 0 | 0 | 1103.2193 | 0 | 0 | 0 | 5567.8036 | 309 | 0 | Fall
2018-11-05 01:00 | 655.1361 | 158.5463 | 79.2884 | 460.2938 | 865.5502 | 0 | 54.9283 | 270.2564 | 279.5629 | 193.8264 | 1506.0013 | 0 | 0.36889 | 0.0066303 | 0 | 0.13721 | 0 | 0 | 1098.6044 | 0 | 0 | 0 | 5622.5072 | 309 | 1 | Fall
2018-11-05 02:00 | 738.7665 | 178.5785 | 77.3023 | 420.4664 | 858.0498 | 0 | 51.3195 | 253.1503 | 269.2644 | 169.9927 | 1478.6727 | 0 | 0.31021 | 0.0080719 | 0 | 0.11539 | 0 | 0 | 1032.733 | 0 | 0 | 0 | 5528.7297 | 309 | 2 | Fall
2018-11-05 03:00 | 817.8388 | 187.8193 | 77.3023 | 460.6439 | 858.3678 | 0 | 59.9195 | 257.6573 | 266.4136 | 160.3564 | 1445.5497 | 0 | 0.22206 | 0.0081223 | 0 | 0.082598 | 0 | 0 | 993.9477 | 0 | 0 | 0 | 5586.1291 | 309 | 3 | Fall
2018-11-05 04:00 | 898.0142 | 198.6507 | 77.6218 | 630.4347 | 875.4151 | 0 | 68.8169 | 273.6777 | 267.6611 | 163.9929 | 1409.3309 | 0 | 0.043079 | 0.0081936 | 0 | 0.016024 | 0 | 0 | 991.4974 | 0 | 0 | 0 | 5855.1807 | 309 | 4 | Fall
2018-11-05 05:00 | 967.9505 | 208.3829 | 90.1835 | 964.7463 | 900.1613 | 0 | 87.7998 | 299.3135 | 278.4037 | 194.9698 | 1411.4274 | 0 | 0.13328 | 0.0081689 | 0 | 0.049575 | 0 | 0 | 1010.7309 | 0 | 0 | 0 | 6414.2608 | 309 | 5 | Fall
2018-11-05 06:00 | 1043.6229 | 216.515 | 182.5635 | 1269.9448 | 955.955 | 0 | 128.9407 | 364.8914 | 308.5144 | 243.7207 | 1470.7989 | 0 | 0.27888 | 0.0067403 | 0 | 0.10373 | 0 | 0 | 995.5089 | 0 | 0 | 0 | 7181.3654 | 309 | 6 | Fall
2018-11-05 07:00 | 1075.5415 | 220.3636 | 253.2676 | 1374.3876 | 1029.6335 | 0 | 241.7399 | 467.398 | 299.3198 | 320.9733 | 1780.4513 | 0 | 0.48932 | 0.0069469 | 0 | 0.18201 | 0 | 0 | 991.7276 | 0 | 0 | 0 | 8055.482 | 309 | 7 | Fall
2018-11-05 08:00 | 1006.3899 | 208.2777 | 254.5578 | 1328.7661 | 1068.9783 | 0 | 199.3427 | 552.9128 | 281.8143 | 438.413 | 2019.3027 | 0 | 0.87763 | 0.0060641 | 0 | 0.32644 | 0 | 0 | 938.4084 | 0 | 0 | 0 | 8298.3737 | 309 | 8 | Fall
2018-11-05 09:00 | 910.8083 | 185.8522 | 250.8435 | 1391.3332 | 1092.5004 | 0 | 161.5283 | 614.0355 | 373.0294 | 657.9713 | 2261.935 | 0 | 1.4764 | 0.005949 | 0 | 0.54915 | 0 | 0 | 892.5274 | 0 | 0 | 0 | 8794.3959 | 309 | 9 | Fall
2018-11-05 10:00 | 817.1944 | 159.5835 | 236.4811 | 1423.1263 | 1092.3044 | 0 | 128.514 | 672.216 | 427.8536 | 759.129 | 2474.5644 | 0 | 1.936 | 0.0058283 | 0 | 0.72011 | 0 | 0 | 858.2867 | 0 | 0 | 0 | 9051.9156 | 309 | 10 | Fall
2018-11-05 11:00 | 746.694 | 159.4968 | 217.4785 | 1388.37 | 1092.9477 | 0 | 106.1468 | 715.096 | 455.0172 | 812.0256 | 2638.6234 | 0 | 2.4433 | 0.0058266 | 0 | 0.90882 | 0 | 0 | 857.7727 | 0 | 0 | 0 | 9193.0268 | 309 | 11 | Fall
2018-11-05 12:00 | 661.4204 | 160.0583 | 207.0991 | 1262.6291 | 1099.6635 | 0 | 84.269 | 743.804 | 462.3411 | 830.8655 | 2689.9497 | 0 | 3.1046 | 0.0057142 | 0 | 1.1548 | 0 | 0 | 865.6328 | 0 | 0 | 0 | 9071.9976 | 309 | 12 | Fall
2018-11-05 13:00 | 539.6974 | 165.8699 | 199.7087 | 1156.9527 | 1069.0709 | 0 | 70.1866 | 763.4712 | 458.7746 | 819.783 | 2668.8794 | 0 | 3.2182 | 0.0057334 | 0 | 1.1971 | 0 | 0 | 874.7536 | 0 | 0 | 0 | 8791.5691 | 309 | 13 | Fall
2018-11-05 14:00 | 483.1078 | 182.9396 | 205.6487 | 1154.7583 | 1057.1787 | 0 | 68.5732 | 761.9463 | 445.1313 | 785.978 | 2591.4688 | 0 | 3.2578 | 0.005766 | 0 | 1.2118 | 0 | 0 | 855.9156 | 0 | 0 | 0 | 8597.1215 | 309 | 14 | Fall
2018-11-05 15:00 | 447.9843 | 203.8661 | 244.5379 | 1328.34 | 1098.1529 | 0 | 66.9599 | 735.6969 | 418.8248 | 743.6595 | 2459.3874 | 0 | 3.6381 | 0.0059067 | 0 | 1.3532 | 0 | 0 | 891.7382 | 0 | 0 | 0 | 8644.1451 | 309 | 15 | Fall
2018-11-05 16:00 | 428.6345 | 212.1985 | 338.6115 | 1527.3897 | 1176.4815 | 0 | 67.9841 | 689.6053 | 385.6986 | 715.7544 | 2331.3537 | 0 | 4.1885 | 0.0061709 | 0 | 1.558 | 0 | 0 | 907.4564 | 0 | 0 | 0 | 8786.9209 | 309 | 16 | Fall
2018-11-05 17:00 | 419.374 | 210.2869 | 508.3243 | 1727.5895 | 1272.5152 | 0 | 72.0568 | 629.2584 | 371.2972 | 570.6512 | 2232.2851 | 0 | 3.8847 | 0.0063003 | 0 | 1.4449 | 0 | 0 | 902.7538 | 0 | 0 | 0 | 8921.7282 | 309 | 17 | Fall
2018-11-05 18:00 | 429.9367 | 192.5121 | 681.2367 | 1696.79 | 1296.3789 | 0 | 78.5296 | 554.581 | 483.1598 | 549.511 | 2151.4078 | 0 | 4.7758 | 0.0069441 | 0 | 1.7764 | 0 | 0 | 943.6836 | 0 | 0 | 0 | 9064.2863 | 309 | 18 | Fall
2018-11-05 19:00 | 457.8438 | 180.2868 | 741.3092 | 1654.6484 | 1260.999 | 0 | 83.7835 | 498.6669 | 456.7224 | 527.9687 | 1943.3843 | 0 | 4.6628 | 0.0068689 | 0 | 1.7344 | 0 | 0 | 937.9114 | 0 | 0 | 0 | 8749.9285 | 309 | 19 | Fall
2018-11-05 20:00 | 491.9175 | 164.5004 | 664.2916 | 1552.5903 | 1206.4124 | 0 | 84.1689 | 433.4299 | 434.12 | 495.5939 | 1848.5741 | 0 | 3.9043 | 0.0069344 | 0 | 1.4523 | 0 | 0 | 943.1427 | 0 | 0 | 0 | 8324.1052 | 309 | 20 | Fall
2018-11-05 21:00 | 557.8966 | 156.3948 | 488.3642 | 1408.5115 | 1142.6841 | 0 | 82.5489 | 375.5929 | 416.4657 | 405.5903 | 1750.6585 | 0 | 3.2091 | 0.0068726 | 0 | 1.1937 | 0 | 0 | 932.7295 | 0 | 0 | 0 | 7721.8466 | 309 | 21 | Fall
2018-11-05 22:00 | 628.6351 | 160.7731 | 325.0372 | 1124.6013 | 989.9604 | 0 | 49.6482 | 334.0725 | 384.8617 | 323.5064 | 1662.7357 | 0 | 2.4289 | 0.0059675 | 0 | 0.90347 | 0 | 0 | 940.5901 | 0 | 0 | 0 | 6927.7602 | 309 | 22 | Fall
2018-11-05 23:00 | 683.2588 | 157.4514 | 135.1698 | 816.5717 | 907.65 | 0 | 49.8982 | 310.9256 | 331.3201 | 266.8747 | 1607.0486 | 0 | 1.6479 | 0.0060243 | 0 | 0.61296 | 0 | 0 | 1002.9479 | 0 | 0 | 0 | 6271.3837 | 309 | 23 | Fall
2018-11-06 | 747.0531 | 160.3386 | 86.319 | 577.8791 | 879.8747 | 0 | 56.4135 | 299.1128 | 297.0778 | 230.6771 | 1570.8808 | 0 | 0.33167 | 0.0057256 | 0 | 0.12337 | 0 | 0 | 1334.5893 | 0 | 0 | 0 | 6240.6764 | 310 | 0 | Summer
2018-11-06 01:00 | 818.3295 | 162.2843 | 86.319 | 571.9038 | 879.8747 | 0 | 58.8649 | 265.1287 | 279.5629 | 191.3359 | 1506.0013 | 0 | 0.20956 | 0.0056946 | 0 | 0.077947 | 0 | 0 | 1320.9725 | 0 | 0 | 0 | 6140.8705 | 310 | 1 | Summer
2018-11-06 02:00 | 847.9617 | 165.9406 | 78.9604 | 476.7503 | 864.4316 | 0 | 53.7049 | 248.7355 | 269.2644 | 170.021 | 1478.6727 | 0 | 0.09805 | 0.0050535 | 0 | 0.03647 | 0 | 0 | 1332.582 | 0 | 0 | 0 | 5987.1646 | 310 | 2 | Summer
2018-11-06 03:00 | 927.8773 | 177.3546 | 77.3023 | 422.452 | 857.7563 | 0 | 60.5105 | 254.2407 | 266.4136 | 162.6003 | 1445.5497 | 0 | 0.1261 | 0.0050656 | 0 | 0.046903 | 0 | 0 | 1324.1689 | 0 | 0 | 0 | 5976.4042 | 310 | 3 | Summer
2018-11-06 04:00 | 989.4173 | 195.867 | 77.3023 | 456.3032 | 858.3125 | 0 | 68.8818 | 269.2524 | 267.6611 | 163.8148 | 1409.3309 | 0 | 0.070128 | 0.0052837 | 0 | 0.026085 | 0 | 0 | 1372.1522 | 0 | 0 | 0 | 6128.397 | 310 | 4 | Summer
2018-11-06 05:00 | 1089.3425 | 216.883 | 77.6357 | 603.3507 | 875.3819 | 0 | 91.9327 | 297.4762 | 278.4037 | 193.4828 | 1411.4274 | 0 | 0.29497 | 0.00542 | 0 | 0.10972 | 0 | 0 | 1488.538 | 0 | 0 | 0 | 6624.2649 | 310 | 5 | Summer
2018-11-06 06:00 | 1202.6247 | 234.0333 | 90.7548 | 986.7214 | 900.5917 | 0 | 138.4398 | 367.2453 | 308.5144 | 245.2275 | 1470.7989 | 0 | 0.7536 | 0.0052557 | 0 | 0.28031 | 0 | 0 | 1467.5435 | 0 | 0 | 0 | 7413.5343 | 310 | 6 | Summer
2018-11-06 07:00 | 1258.3336 | 241.7632 | 184.3392 | 1308.4216 | 956.8503 | 0 | 253.4746 | 463.7531 | 301.507 | 322.1718 | 1780.4513 | 0 | 1.4335 | 0.005107 | 0 | 0.53321 | 0 | 0 | 1573.7285 | 0 | 0 | 0 | 8646.766 | 310 | 7 | Summer
2018-11-06 08:00 | 1181.7946 | 234.1997 | 251.546 | 1345.8363 | 1028.0963 | 0 | 228.0386 | 547.1529 | 281.8143 | 437.0987 | 2019.3027 | 0 | 1.5884 | 0.0050645 | 0 | 0.59082 | 0 | 0 | 1675.4902 | 0 | 0 | 0 | 9232.5546 | 310 | 8 | Summer
2018-11-06 09:00 | 1075.4717 | 226.0502 | 256.2109 | 1403.5119 | 1069.1452 | 0 | 195.3243 | 601.9793 | 373.0294 | 660.3637 | 2261.935 | 0 | 1.47 | 0.0051032 | 0 | 0.54677 | 0 | 0 | 1735.2228 | 0 | 0 | 0 | 9860.2662 | 310 | 9 | Summer
2018-11-06 10:00 | 948.8499 | 215.5987 | 250.2123 | 1456.4494 | 1092.1205 | 0 | 162.5578 | 658.1918 | 427.8536 | 761.0656 | 2474.5644 | 0 | 1.6712 | 0.0050668 | 0 | 0.62163 | 0 | 0 | 1734.0305 | 0 | 0 | 0 | 10183.7925 | 310 | 10 | Summer
2018-11-06 11:00 | 832.525 | 210.3665 | 235.5115 | 1475.3157 | 1092.7707 | 0 | 135.743 | 709.5928 | 455.0172 | 813.4963 | 2638.6234 | 0 | 2.0701 | 0.0050668 | 0 | 0.77001 | 0 | 0 | 1768.7715 | 0 | 0 | 0 | 10370.5789 | 310 | 11 | Summer
2018-11-06 12:00 | 736.0758 | 210.2989 | 218.3754 | 1388.5994 | 1094.8686 | 0 | 115.6078 | 737.545 | 462.3411 | 834.0598 | 2689.9497 | 0 | 2.4 | 0.0050841 | 0 | 0.89269 | 0 | 0 | 1808.136 | 0 | 0 | 0 | 10299.1552 | 310 | 12 | Summer
2018-11-06 13:00 | 660.2746 | 215.8586 | 208.9733 | 1287.6444 | 1101.6957 | 0 | 101.8143 | 745.7019 | 458.7746 | 821.1117 | 2668.8794 | 0 | 2.4709 | 0.0050541 | 0 | 0.91908 | 0 | 0 | 1838.5076 | 0 | 0 | 0 | 10112.6313 | 310 | 13 | Summer
2018-11-06 14:00 | 541.7275 | 235.6097 | 202.7631 | 1167.3146 | 1071.3852 | 0 | 93.0262 | 744.4377 | 445.1313 | 785.8953 | 2591.4688 | 0 | 2.8387 | 0.0058042 | 0 | 1.0559 | 0 | 0 | 1851.469 | 0 | 0 | 0 | 9734.1287 | 310 | 14 | Summer
2018-11-06 15:00 | 469.3437 | 258.2853 | 208.216 | 1178.4207 | 1058.7294 | 0 | 84.2216 | 723.1553 | 418.8248 | 746.256 | 2459.3874 | 0 | 3.942 | 0.0058701 | 0 | 1.4662 | 0 | 0 | 1852.7227 | 0 | 0 | 0 | 9462.977 | 310 | 15 | Summer
2018-11-06 16:00 | 443.6595 | 272.0939 | 244.2674 | 1348.7887 | 1098.3727 | 0 | 83.3674 | 681.5524 | 385.6986 | 714.5027 | 2331.3537 | 0 | 5.3492 | 0.0060857 | 0 | 1.9897 | 0 | 0 | 1845.4985 | 0 | 0 | 0 | 9456.5006 | 310 | 16 | Summer
2018-11-06 17:00 | 480.4121 | 251.8664 | 338.4962 | 1580.6177 | 1177.2658 | 0 | 91.8916 | 612.4938 | 371.9921 | 573.0482 | 2232.2851 | 0 | 6.4437 | 0.0061683 | 0 | 2.3968 | 0 | 0 | 1779.6923 | 0 | 0 | 0 | 9498.9079 | 310 | 17 | Summer
2018-11-06 18:00 | 576.8233 | 230.4212 | 511.7922 | 1747.7452 | 1274.8768 | 0 | 108.0088 | 531.3594 | 483.1598 | 550.9128 | 2151.4078 | 0 | 4.9166 | 0.0061617 | 0 | 1.8288 | 0 | 0 | 1753.6711 | 0 | 0 | 0 | 9926.9298 | 310 | 18 | Summer
2018-11-06 19:00 | 646.6752 | 209.9534 | 688.2303 | 1690.1217 | 1301.918 | 0 | 129.5964 | 477.673 | 456.7224 | 528.3203 | 1943.3843 | 0 | 2.6615 | 0.0061149 | 0 | 0.98997 | 0 | 0 | 1757.722 | 0 | 0 | 0 | 9833.9744 | 310 | 19 | Summer
2018-11-06 20:00 | 718.994 | 206.0792 | 750.3064 | 1695.6144 | 1266.4306 | 0 | 136.4301 | 418.8833 | 434.12 | 496.035 | 1848.5741 | 0 | 2.0395 | 0.0060777 | 0 | 0.75863 | 0 | 0 | 1737.4998 | 0 | 0 | 0 | 9711.7713 | 310 | 20 | Summer
2018-11-06 21:00 | 814.8547 | 219.9053 | 672.762 | 1603.7054 | 1212.5236 | 0 | 139.9802 | 367.9087 | 416.4657 | 405.5745 | 1750.6585 | 0 | 1.5273 | 0.0059997 | 0 | 0.5681 | 0 | 0 | 1695.0156 | 0 | 0 | 0 | 9301.4556 | 310 | 21 | Summer
2018-11-06 22:00 | 916.5198 | 221.7822 | 495.4643 | 1414.298 | 1145.1467 | 0 | 85.6779 | 329.0316 | 384.8617 | 324.0914 | 1662.7357 | 0 | 0.97664 | 0.0059102 | 0 | 0.36327 | 0 | 0 | 1609.0612 | 0 | 0 | 0 | 8590.0163 | 310 | 22 | Summer
2018-11-06 23:00 | 1016.4014 | 224.0412 | 326.5238 | 1141.8164 | 989.5584 | 0 | 85.0307 | 309.4845 | 331.3201 | 268.3106 | 1607.0486 | 0 | 0.68472 | 0.0058165 | 0 | 0.25469 | 0 | 0 | 1548.162 | 0 | 0 | 0 | 7848.6429 | 310 | 23 | Summer
2018-11-07 | 1111.1373 | 229.889 | 135.5979 | 817.4598 | 907.4388 | 0 | 91.4901 | 297.5955 | 297.0778 | 229.5128 | 1570.8808 | 0 | 0.18735 | 0.0029151 | 0 | 0.069688 | 0 | 0 | 755.7651 | 0 | 0 | 0 | 6444.1048 | 311 | 0 | Summer
2018-11-07 01:00 | 1199.9656 | 239.307 | 86.0783 | 579.9653 | 879.2984 | 0 | 97.8309 | 266.2502 | 280.4149 | 192.8678 | 1504.9675 | 0 | 0.23736 | 0.0058563 | 0 | 0.088288 | 0 | 0 | 1498.3939 | 0 | 0 | 0 | 6825.6714 | 311 | 1 | Summer
2018-11-07 02:00 | 1283.6999 | 248.8025 | 78.8236 | 465.0509 | 864.1727 | 0 | 91.8381 | 252.7786 | 269.5307 | 169.1737 | 1478.1194 | 0 | 0.11051 | 0.0058941 | 0 | 0.041105 | 0 | 0 | 1513.9329 | 0 | 0 | 0 | 6716.0807 | 311 | 2 | Summer
2018-11-07 03:00 | 1403.1775 | 261.9406 | 77.3023 | 421.3646 | 857.5745 | 0 | 99.7418 | 258.4599 | 266.5492 | 161.8507 | 1447.265 | 0 | 0.14322 | 0.0058604 | 0 | 0.053274 | 0 | 0 | 1498.8664 | 0 | 0 | 0 | 6754.2948 | 311 | 3 | Summer
2018-11-07 04:00 | 1498.2449 | 273.0011 | 77.3023 | 460.5397 | 858.2983 | 0 | 115.4221 | 274.4033 | 267.6032 | 164.2344 | 1413.0391 | 0 | 0.078671 | 0.0060242 | 0 | 0.029263 | 0 | 0 | 1541.6004 | 0 | 0 | 0 | 6943.8027 | 311 | 4 | Summer
2018-11-07 05:00 | 1583.826 | 280.295 | 77.6388 | 606.1287 | 875.478 | 0 | 138.4793 | 300.9865 | 278.1847 | 194.7885 | 1415.1073 | 0 | 0.32715 | 0.0061746 | 0 | 0.12169 | 0 | 0 | 1649.7172 | 0 | 0 | 0 | 7401.0852 | 311 | 5 | Summer
2018-11-07 06:00 | 1665.6 | 290.4729 | 90.6176 | 979.2218 | 900.3314 | 0 | 191.2858 | 366.3869 | 307.9248 | 244.8234 | 1475.7673 | 0 | 0.82639 | 0.0058457 | 0 | 0.30738 | 0 | 0 | 1605.7641 | 0 | 0 | 0 | 8119.3356 | 311 | 6 | Summer
2018-11-07 07:00 | 1714.2736 | 297.2167 | 183.1214 | 1286.1961 | 955.6193 | 0 | 353.5638 | 463.8855 | 300.929 | 321.2149 | 1785.7752 | 0 | 1.5413 | 0.0050819 | 0 | 0.57331 | 0 | 0 | 1690.5196 | 0 | 0 | 0 | 9354.4349 | 311 | 7 | Summer
2018-11-07 08:00 | 1588.3424 | 282.9808 | 252.5816 | 1348.669 | 1028.0614 | 0 | 311.8066 | 543.9969 | 278.5193 | 438.5816 | 2023.3511 | 0 | 1.6892 | 0.0050454 | 0 | 0.62831 | 0 | 0 | 1780.1332 | 0 | 0 | 0 | 9879.3463 | 311 | 8 | Summer
2018-11-07 09:00 | 1352.4496 | 247.4507 | 253.4042 | 1365.6782 | 1067.821 | 0 | 249.8485 | 602.803 | 369.4996 | 660.6161 | 2264.4618 | 0 | 1.5562 | 0.0051556 | 0 | 0.57886 | 0 | 0 | 1836.0415 | 0 | 0 | 0 | 10272.2144 | 311 | 9 | Summer
2018-11-07 10:00 | 1113.0319 | 205.4536 | 248.1381 | 1432.7181 | 1090.8616 | 0 | 184.5677 | 670.0301 | 426.6044 | 761.0726 | 2475.1843 | 0 | 1.7529 | 0.0051255 | 0 | 0.652 | 0 | 0 | 1818.5083 | 0 | 0 | 0 | 10428.5806 | 311 | 10 | Summer
2018-11-07 11:00 | 914.6086 | 187.1398 | 235.0083 | 1460.3118 | 1091.6345 | 0 | 140.5029 | 726.5904 | 454.7504 | 816.1639 | 2637.8932 | 0 | 2.1329 | 0.0051202 | 0 | 0.79335 | 0 | 0 | 1822.3669 | 0 | 0 | 0 | 10489.9021 | 311 | 11 | Summer
2018-11-07 12:00 | 768.4538 | 189.5954 | 218.029 | 1391.3217 | 1093.5734 | 0 | 110.6826 | 762.7672 | 462.2977 | 834.5297 | 2687.0461 | 0 | 2.4415 | 0.0051297 | 0 | 0.90813 | 0 | 0 | 1838.6472 | 0 | 0 | 0 | 10360.2985 | 311 | 12 | Summer
2018-11-07 13:00 | 672.8333 | 208.2297 | 209.2854 | 1265.2507 | 1102.1745 | 0 | 92.0301 | 786.5951 | 458.7655 | 825.7078 | 2665.3095 | 0 | 2.5057 | 0.005119 | 0 | 0.93201 | 0 | 0 | 1863.3509 | 0 | 0 | 0 | 10152.9753 | 311 | 13 | Summer
2018-11-07 14:00 | 577.5677 | 245.042 | 201.6601 | 1171.9861 | 1071.5162 | 0 | 81.908 | 797.4234 | 445.1259 | 787.7823 | 2588.0229 | 0 | 2.8502 | 0.0058766 | 0 | 1.0602 | 0 | 0 | 1858.3118 | 0 | 0 | 0 | 9830.2627 | 311 | 14 | Summer
2018-11-07 15:00 | 530.6812 | 289.0434 | 206.5492 | 1176.7025 | 1058.0193 | 0 | 75.6278 | 775.4837 | 418.8259 | 748.8148 | 2455.1169 | 0 | 3.9222 | 0.0059718 | 0 | 1.4589 | 0 | 0 | 1842.8027 | 0 | 0 | 0 | 9583.0546 | 311 | 15 | Summer
2018-11-07 16:00 | 531.3445 | 299.8642 | 245.2514 | 1285.9309 | 1099.2736 | 0 | 79.3666 | 719.1459 | 385.6988 | 716.429 | 2324.7236 | 0 | 5.3011 | 0.0061203 | 0 | 1.9718 | 0 | 0 | 1827.992 | 0 | 0 | 0 | 9522.2995 | 311 | 16 | Summer
2018-11-07 17:00 | 561.9072 | 269.2602 | 342.0731 | 1550.9174 | 1178.6267 | 0 | 86.3428 | 640.3388 | 373.9604 | 574.0376 | 2227.1223 | 0 | 6.466 | 0.0062683 | 0 | 2.4051 | 0 | 0 | 1784.8729 | 0 | 0 | 0 | 9598.3368 | 311 | 17 | Summer
2018-11-07 18:00 | 588.7291 | 230.3031 | 512.2098 | 1738.7254 | 1275.9146 | 0 | 94.5509 | 548.5149 | 483.1915 | 549.8729 | 2146.2553 | 0 | 4.8909 | 0.0060507 | 0 | 1.8192 | 0 | 0 | 1743.8894 | 0 | 0 | 0 | 9918.873 | 311 | 18 | Summer
2018-11-07 19:00 | 605.0139 | 202.6342 | 685.5665 | 1758.6316 | 1299.4799 | 0 | 103.901 | 487.4604 | 456.7091 | 530.6604 | 1940.5028 | 0 | 2.6858 | 0.0062039 | 0 | 0.99899 | 0 | 0 | 1772.8524 | 0 | 0 | 0 | 9847.1031 | 311 | 19 | Summer
2018-11-07 20:00 | 630.3712 | 189.3324 | 741.7892 | 1703.3868 | 1262.5597 | 0 | 104.0167 | 427.5378 | 434.1447 | 495.5895 | 1848.2312 | 0 | 2.0697 | 0.0061276 | 0 | 0.76985 | 0 | 0 | 1762.1646 | 0 | 0 | 0 | 9601.9696 | 311 | 20 | Summer
2018-11-07 21:00 | 674.0271 | 179.7092 | 665.8265 | 1579.9253 | 1210.7126 | 0 | 100.4282 | 372.9185 | 417.1344 | 407.0569 | 1751.6789 | 0 | 1.5511 | 0.0060224 | 0 | 0.57693 | 0 | 0 | 1721.2092 | 0 | 0 | 0 | 9082.7608 | 311 | 21 | Summer
2018-11-07 22:00 | 717.0533 | 172.5137 | 492.0057 | 1433.7934 | 1145.5757 | 0 | 60.1155 | 332.7575 | 387.699 | 324.5458 | 1664.9398 | 0 | 1.0061 | 0.0059391 | 0 | 0.37422 | 0 | 0 | 1656.5504 | 0 | 0 | 0 | 8388.9362 | 311 | 22 | Summer
2018-11-07 23:00 | 773.9028 | 166.9944 | 325.8778 | 1178.6754 | 990.2656 | 0 | 58.2379 | 309.0929 | 335.0447 | 268.4012 | 1608.5537 | 0 | 0.71793 | 0.0058152 | 0 | 0.26704 | 0 | 0 | 1623.5029 | 0 | 0 | 0 | 7639.5402 | 311 | 23 | Summer
2018-11-08 | 817.2406 | 166.4968 | 135.8867 | 817.5332 | 908.4205 | 0 | 60.5061 | 297.0443 | 299.0849 | 231.1797 | 1571.5875 | 0 | 0.38091 | 0.0057596 | 0 | 0.14168 | 0 | 0 | 1533.9715 | 0 | 0 | 0 | 6839.4803 | 312 | 0 | Fall
2018-11-08 01:00 | 843.4625 | 164.8147 | 86.1265 | 592.8279 | 879.8062 | 0 | 57.4615 | 263.876 | 280.017 | 192.9157 | 1499.5401 | 0 | 0.2394 | 0.0056654 | 0 | 0.089047 | 0 | 0 | 1511.1875 | 0 | 0 | 0 | 6372.3697 | 312 | 1 | Fall
2018-11-08 02:00 | 871.969 | 166.2926 | 78.9143 | 458.1439 | 864.4869 | 0 | 48.9842 | 248.2923 | 269.4249 | 169.3211 | 1473.6582 | 0 | 0.11184 | 0.0056689 | 0 | 0.0416 | 0 | 0 | 1522.7836 | 0 | 0 | 0 | 6172.4302 | 312 | 2 | Fall
2018-11-08 03:00 | 955.8358 | 181.2759 | 77.3023 | 424.3609 | 857.7242 | 0 | 56.2065 | 253.8284 | 266.4829 | 162.3715 | 1441.8265 | 0 | 0.14398 | 0.0056748 | 0 | 0.053556 | 0 | 0 | 1509.0432 | 0 | 0 | 0 | 6186.4612 | 312 | 3 | Fall
2018-11-08 04:00 | 1004.019 | 185.0763 | 77.3023 | 471.2822 | 858.2945 | 0 | 63.1266 | 268.7528 | 267.659 | 165.2817 | 1406.1974 | 0 | 0.079313 | 0.0059252 | 0 | 0.029501 | 0 | 0 | 1548.1965 | 0 | 0 | 0 | 6315.3031 | 312 | 4 | Fall
2018-11-08 05:00 | 1073.6708 | 190.7513 | 77.622 | 592.2886 | 875.4728 | 0 | 75.7434 | 294.4453 | 278.3421 | 195.3732 | 1407.3925 | 0 | 0.3276 | 0.0059678 | 0 | 0.12186 | 0 | 0 | 1650.5979 | 0 | 0 | 0 | 6712.1553 | 312 | 5 | Fall
2018-11-08 06:00 | 1122.0878 | 195.0463 | 90.8732 | 963.2927 | 900.4306 | 0 | 106.7646 | 359.3118 | 308.3715 | 245.905 | 1467.7547 | 0 | 0.83591 | 0.0058342 | 0 | 0.31093 | 0 | 0 | 1624.6128 | 0 | 0 | 0 | 7385.6035 | 312 | 6 | Fall
2018-11-08 07:00 | 1145.9053 | 191.8915 | 185.733 | 1326.9224 | 956.7065 | 0 | 229.7981 | 460.3555 | 302.5834 | 323.0534 | 1778.674 | 0 | 1.5364 | 0.0056041 | 0 | 0.57147 | 0 | 0 | 1684.9642 | 0 | 0 | 0 | 8588.7007 | 312 | 7 | Fall
2018-11-08 08:00 | 1100.3762 | 187.6925 | 253.2495 | 1322.2142 | 1029.1119 | 0 | 197.6177 | 548.4964 | 281.5855 | 440.3242 | 2016.6886 | 0 | 1.6666 | 0.004899 | 0 | 0.61989 | 0 | 0 | 1756.053 | 0 | 0 | 0 | 9135.7011 | 312 | 8 | Fall
2018-11-08 09:00 | 976.1694 | 174.5667 | 252.1141 | 1363.3743 | 1068.1089 | 0 | 159.5396 | 608.5359 | 372.73 | 661.6399 | 2256.4833 | 0 | 1.5229 | 0.0049654 | 0 | 0.56646 | 0 | 0 | 1796.3165 | 0 | 0 | 0 | 9691.6729 | 312 | 9 | Fall
2018-11-08 10:00 | 862.865 | 166.8953 | 246.6708 | 1416.759 | 1091.3725 | 0 | 132.0145 | 666.3756 | 427.6349 | 762.8278 | 2463.3942 | 0 | 1.7203 | 0.0049906 | 0 | 0.63989 | 0 | 0 | 1784.7582 | 0 | 0 | 0 | 10023.9329 | 312 | 10 | Fall
2018-11-08 11:00 | 763.294 | 168.4281 | 233.9306 | 1438.4928 | 1091.6701 | 0 | 111.8724 | 719.2831 | 454.9038 | 817.6375 | 2618.467 | 0 | 2.1001 | 0.0050241 | 0 | 0.78114 | 0 | 0 | 1794.4533 | 0 | 0 | 0 | 10215.3188 | 312 | 11 | Fall
2018-11-08 12:00 | 683.1231 | 174.5293 | 216.588 | 1384.6423 | 1093.3698 | 0 | 96.0359 | 756.0274 | 462.3097 | 836.9702 | 2658.9508 | 0 | 2.3919 | 0.0050076 | 0 | 0.88968 | 0 | 0 | 1801.2199 | 0 | 0 | 0 | 10167.053 | 312 | 12 | Fall
2018-11-08 13:00 | 638.8105 | 186.784 | 208.1013 | 1286.5908 | 1101.0054 | 0 | 83.3424 | 772.7115 | 458.7695 | 826.0047 | 2631.5844 | 0 | 2.4623 | 0.0050336 | 0 | 0.91586 | 0 | 0 | 1831.366 | 0 | 0 | 0 | 10028.4536 | 312 | 13 | Fall
2018-11-08 14:00 | 572.5939 | 200.0404 | 200.4356 | 1205.9059 | 1069.6845 | 0 | 78.7699 | 774.2716 | 445.1295 | 791.5404 | 2553.3824 | 0 | 2.7713 | 0.0056881 | 0 | 1.0308 | 0 | 0 | 1807.0055 | 0 | 0 | 0 | 9702.5673 | 312 | 14 | Fall
2018-11-08 15:00 | 543.4618 | 224.6737 | 204.2684 | 1182.3683 | 1056.3065 | 0 | 75.8512 | 757.1756 | 418.8265 | 748.2743 | 2425.6575 | 0 | 3.8575 | 0.0058625 | 0 | 1.4348 | 0 | 0 | 1812.6237 | 0 | 0 | 0 | 9454.7858 | 312 | 15 | Fall
2018-11-08 16:00 | 542.7776 | 246.2676 | 243.3762 | 1317.3568 | 1096.2133 | 0 | 79.2445 | 721.5125 | 385.699 | 719.4006 | 2306.359 | 0 | 5.2381 | 0.0060148 | 0 | 1.9484 | 0 | 0 | 1806.5472 | 0 | 0 | 0 | 9471.9468 | 312 | 16 | Fall
2018-11-08 17:00 | 566.2698 | 240.3116 | 336.3745 | 1547.7398 | 1174.0099 | 0 | 85.6837 | 652.5866 | 374.3061 | 574.644 | 2219.7454 | 0 | 6.4673 | 0.0062523 | 0 | 2.4056 | 0 | 0 | 1785.5931 | 0 | 0 | 0 | 9566.1438 | 312 | 17 | Fall
2018-11-08 18:00 | 576.3595 | 220.2445 | 504.983 | 1718.9608 | 1270.8757 | 0 | 87.8 | 564.7371 | 483.1924 | 554.0122 | 2148.7873 | 0 | 4.9531 | 0.0062025 | 0 | 1.8424 | 0 | 0 | 1766.2106 | 0 | 0 | 0 | 9902.9647 | 312 | 18 | Fall
2018-11-08 19:00 | 586.626 | 211.8837 | 679.1929 | 1689.0025 | 1296.197 | 0 | 94.5513 | 504.235 | 456.708 | 532.2227 | 1950.4086 | 0 | 2.7145 | 0.0062201 | 0 | 1.0097 | 0 | 0 | 1792.3708 | 0 | 0 | 0 | 9797.1289 | 312 | 19 | Fall
2018-11-08 20:00 | 610.9186 | 208.2185 | 739.1248 | 1651.2348 | 1260.0571 | 0 | 93.2836 | 439.7325 | 434.1247 | 497.8125 | 1862.8223 | 0 | 2.1093 | 0.0062353 | 0 | 0.78457 | 0 | 0 | 1796.6784 | 0 | 0 | 0 | 9596.9079 | 312 | 20 | Fall
2018-11-08 21:00 | 638.6438 | 201.013 | 667.3498 | 1565.1817 | 1209.2612 | 0 | 86.1562 | 378.5625 | 416.492 | 408.9755 | 1767.7062 | 0 | 1.5822 | 0.0061343 | 0 | 0.5885 | 0 | 0 | 1756.1709 | 0 | 0 | 0 | 9097.6897 | 312 | 21 | Fall
2018-11-08 22:00 | 686.9638 | 195.3214 | 489.912 | 1467.0716 | 1142.6423 | 0 | 51.0867 | 339.0382 | 384.9438 | 324.6182 | 1678.4158 | 0 | 1.0356 | 0.0061852 | 0 | 0.38522 | 0 | 0 | 1706.3452 | 0 | 0 | 0 | 8467.7859 | 312 | 22 | Fall
2018-11-08 23:00 | 739.6034 | 190.9978 | 327.2579 | 1151.3338 | 989.8968 | 0 | 51.6225 | 316.3216 | 331.5038 | 268.5023 | 1615.807 | 0 | 0.73785 | 0.0061389 | 0 | 0.27445 | 0 | 0 | 1668.0198 | 0 | 0 | 0 | 7651.885 | 312 | 23 | Fall
2018-11-09 | 765.3446 | 187.6777 | 136.9342 | 798.5168 | 908.0531 | 0 | 54.9843 | 303.1135 | 297.3998 | 230.0224 | 1570.3319 | 0 | 0.39686 | 0.0062109 | 0 | 0.14762 | 0 | 0 | 1599.6943 | 0 | 0 | 0 | 6852.6232 | 313 | 0 | Winter
2018-11-09 01:00 | 787.9497 | 185.8676 | 86.503 | 591.3127 | 879.7689 | 0 | 54.7614 | 267.6713 | 279.5629 | 195.539 | 1506.0013 | 0 | 0.25173 | 0.0062325 | 0 | 0.093634 | 0 | 0 | 1587.2882 | 0 | 0 | 0 | 6422.5775 | 313 | 1 | Winter
2018-11-09 02:00 | 816.2146 | 185.5437 | 78.9277 | 469.4119 | 864.3317 | 0 | 47.6441 | 251.2979 | 269.2644 | 169.5199 | 1478.6727 | 0 | 0.11798 | 0.0061548 | 0 | 0.043885 | 0 | 0 | 1604.1822 | 0 | 0 | 0 | 6235.1789 | 313 | 2 | Winter
2018-11-09 03:00 | 879.2549 | 186.5151 | 77.3023 | 413.9623 | 857.6754 | 0 | 53.522 | 256.677 | 266.4136 | 163.995 | 1445.5497 | 0 | 0.15257 | 0.0062788 | 0 | 0.05675 | 0 | 0 | 1596.8639 | 0 | 0 | 0 | 6197.9468 | 313 | 3 | Winter
2018-11-09 04:00 | 919.0213 | 187.3109 | 77.3023 | 453.1695 | 858.2969 | 0 | 61.8161 | 270.6749 | 267.6611 | 164.3902 | 1409.3309 | 0 | 0.083035 | 0.0063357 | 0 | 0.030886 | 0 | 0 | 1630.98 | 0 | 0 | 0 | 6300.0743 | 313 | 4 | Winter
2018-11-09 05:00 | 980.925 | 185.6556 | 77.6203 | 625.6087 | 875.4148 | 0 | 75.0733 | 297.0803 | 278.4037 | 194.689 | 1411.4274 | 0 | 0.34669 | 0.0064919 | 0 | 0.12895 | 0 | 0 | 1744.727 | 0 | 0 | 0 | 6747.1074 | 313 | 5 | Winter
2018-11-09 06:00 | 1032.9645 | 185.4623 | 90.8179 | 963.4521 | 900.3632 | 0 | 109.0554 | 366.387 | 308.5144 | 246.6931 | 1470.7989 | 0 | 0.87526 | 0.0062284 | 0 | 0.32556 | 0 | 0 | 1701.2462 | 0 | 0 | 0 | 7376.9618 | 313 | 6 | Winter
2018-11-09 07:00 | 1052.9437 | 189.9986 | 185.5884 | 1260.7487 | 956.5571 | 0 | 222.3853 | 477.136 | 304.3288 | 323.5158 | 1780.4513 | 0 | 1.5967 | 0.0058912 | 0 | 0.5939 | 0 | 0 | 1751.016 | 0 | 0 | 0 | 8506.8661 | 313 | 7 | Winter
2018-11-09 08:00 | 1011.3919 | 185.4543 | 252.207 | 1359.464 | 1028.3677 | 0 | 191.2247 | 574.4634 | 281.8143 | 441.204 | 2019.3027 | 0 | 1.724 | 0.0051063 | 0 | 0.64125 | 0 | 0 | 1817.0696 | 0 | 0 | 0 | 9164.3339 | 313 | 8 | Winter
2018-11-09 09:00 | 951.0112 | 176.0059 | 256.3044 | 1393.8859 | 1068.9731 | 0 | 163.5401 | 634.2269 | 373.0294 | 663.6602 | 2261.935 | 0 | 1.5601 | 0.0057375 | 0 | 0.58029 | 0 | 0 | 1840.1748 | 0 | 0 | 0 | 9784.8929 | 313 | 9 | Winter
2018-11-09 10:00 | 869.1467 | 170.2711 | 251.452 | 1421.142 | 1091.9128 | 0 | 138.6409 | 693.6828 | 427.8536 | 765.1686 | 2474.5644 | 0 | 1.7349 | 0.0049646 | 0 | 0.64532 | 0 | 0 | 1799.4475 | 0 | 0 | 0 | 10105.6676 | 313 | 10 | Winter
2018-11-09 11:00 | 787.2948 | 174.6606 | 238.9359 | 1426.8117 | 1093.6118 | 0 | 117.1147 | 752.7525 | 455.0172 | 820.1637 | 2638.6234 | 0 | 2.1088 | 0.0049682 | 0 | 0.78438 | 0 | 0 | 1801.3753 | 0 | 0 | 0 | 10309.2597 | 313 | 11 | Winter
2018-11-09 12:00 | 720.5618 | 183.0368 | 219.8075 | 1383.3893 | 1094.421 | 0 | 101.3549 | 790.1992 | 462.3411 | 838.7496 | 2689.9497 | 0 | 2.3919 | 0.005608 | 0 | 0.8897 | 0 | 0 | 1800.8923 | 0 | 0 | 0 | 10287.9904 | 313 | 12 | Winter
2018-11-09 13:00 | 692.1614 | 199.8499 | 207.6604 | 1271.703 | 1101.1644 | 0 | 91.2838 | 795.189 | 458.7746 | 826.9652 | 2668.8794 | 0 | 2.4447 | 0.0055965 | 0 | 0.90934 | 0 | 0 | 1818.3952 | 0 | 0 | 0 | 10135.3859 | 313 | 13 | Winter
2018-11-09 14:00 | 636.5337 | 214.4384 | 200.414 | 1230.4603 | 1070.6617 | 0 | 87.3826 | 778.4612 | 445.1313 | 794.6218 | 2591.4688 | 0 | 2.7433 | 0.0055012 | 0 | 1.0204 | 0 | 0 | 1788.8179 | 0 | 0 | 0 | 9842.161 | 313 | 14 | Winter
2018-11-09 15:00 | 614.4681 | 238.9181 | 206.505 | 1214.1316 | 1057.2177 | 0 | 84.2995 | 752.7445 | 418.8248 | 751.6549 | 2459.3874 | 0 | 3.7883 | 0.0055955 | 0 | 1.4091 | 0 | 0 | 1779.7397 | 0 | 0 | 0 | 9583.0944 | 313 | 15 | Winter
2018-11-09 16:00 | 613.6021 | 248.7514 | 246.6623 | 1347.5017 | 1098.2749 | 0 | 88.1504 | 710.7989 | 385.6986 | 720.5075 | 2331.3537 | 0 | 5.1167 | 0.0057758 | 0 | 1.9032 | 0 | 0 | 1764.2495 | 0 | 0 | 0 | 9562.5765 | 313 | 16 | Winter
2018-11-09 17:00 | 646.2638 | 238.1667 | 343.3718 | 1536.5003 | 1178.0723 | 0 | 100.474 | 639.3207 | 374.9859 | 575.1129 | 2232.2851 | 0 | 6.3204 | 0.0059911 | 0 | 2.3509 | 0 | 0 | 1744.5626 | 0 | 0 | 0 | 9617.7933 | 313 | 17 | Winter
2018-11-09 18:00 | 711.8561 | 231.6737 | 516.3718 | 1719.5686 | 1276.6574 | 0 | 113.4028 | 555.2977 | 483.206 | 555.2581 | 2151.4078 | 0 | 4.823 | 0.0059236 | 0 | 1.794 | 0 | 0 | 1719.5612 | 0 | 0 | 0 | 10040.8842 | 313 | 18 | Winter
2018-11-09 19:00 | 747.4784 | 223.4821 | 688.0376 | 1770.4028 | 1299.268 | 0 | 125.9796 | 500.5575 | 456.7224 | 535.545 | 1943.3843 | 0 | 2.6498 | 0.0059796 | 0 | 0.98561 | 0 | 0 | 1748.935 | 0 | 0 | 0 | 10043.4339 | 313 | 19 | Winter
2018-11-09 20:00 | 784.2585 | 221.7864 | 737.3304 | 1702.4588 | 1259.972 | 0 | 129.43 | 441.9544 | 434.12 | 501.4051 | 1848.5741 | 0 | 2.0541 | 0.0059831 | 0 | 0.76404 | 0 | 0 | 1748.8955 | 0 | 0 | 0 | 9813.0093 | 313 | 20 | Winter
2018-11-09 21:00 | 824.5423 | 211.3395 | 660.9771 | 1622.7438 | 1207.2386 | 0 | 123.921 | 386.9351 | 416.4657 | 410.5525 | 1750.6585 | 0 | 1.5437 | 0.005903 | 0 | 0.57419 | 0 | 0 | 1712.7808 | 0 | 0 | 0 | 9330.2789 | 313 | 21 | Winter
2018-11-09 22:00 | 892.4893 | 206.4553 | 491.1409 | 1468.1232 | 1143.5573 | 0 | 70.0298 | 343.6969 | 384.8617 | 329.2828 | 1662.7357 | 0 | 0.99642 | 0.0058291 | 0 | 0.37063 | 0 | 0 | 1641.1681 | 0 | 0 | 0 | 8634.9139 | 313 | 22 | Winter
2018-11-09 23:00 | 962.0709 | 206.3345 | 322.4017 | 1148.3342 | 987.8954 | 0 | 76.4034 | 323.3361 | 331.3201 | 271.358 | 1607.0486 | 0 | 0.7155 | 0.0057607 | 0 | 0.26614 | 0 | 0 | 1617.0977 | 0 | 0 | 0 | 7854.588 | 313 | 23 | Winter
2018-11-10 | 1000.704 | 202.6214 | 134.1967 | 805.5034 | 907.4229 | 0 | 81.4464 | 312.616 | 297.0778 | 233.3305 | 1570.8808 | 0 | 0.39244 | 0.0064968 | 0 | 0.14597 | 0 | 0 | 1582.7957 | 0 | 0 | 0 | 7129.1403 | 314 | 0 | Fall
2018-11-10 01:00 | 1029.9636 | 203.0079 | 85.9214 | 591.176 | 879.6244 | 0 | 92.8853 | 297.9943 | 262.7998 | 174.6856 | 1547.7876 | 0 | 0.24917 | 0.0064835 | 0 | 0.092682 | 0 | 0 | 1569.2037 | 0 | 0 | 0 | 6735.398 | 314 | 1 | Fall
2018-11-10 02:00 | 1052.0543 | 204.7055 | 78.9036 | 456.5412 | 864.4226 | 0 | 76.2141 | 284.2735 | 255.9752 | 162.0402 | 1557.1641 | 0 | 0.11563 | 0.0057925 | 0 | 0.04301 | 0 | 0 | 1578.5115 | 0 | 0 | 0 | 6570.9703 | 314 | 2 | Fall
2018-11-10 03:00 | 1143.1313 | 211.9599 | 77.2904 | 423.58 | 857.7584 | 0 | 82.6872 | 284.426 | 250.1968 | 166.1488 | 1530.9542 | 0 | 0.14885 | 0.0058024 | 0 | 0.055364 | 0 | 0 | 1559.688 | 0 | 0 | 0 | 6588.0311 | 314 | 3 | Fall
2018-11-10 04:00 | 1206.7879 | 216.2824 | 77.2904 | 430.4496 | 858.3246 | 0 | 91.7375 | 292.4695 | 248.3003 | 178.3291 | 1497.1429 | 0 | 0.080916 | 0.005901 | 0 | 0.030098 | 0 | 0 | 1588.8371 | 0 | 0 | 0 | 6686.0682 | 314 | 4 | Fall
2018-11-10 05:00 | 1300.8701 | 225.3741 | 77.5165 | 443.976 | 874.739 | 0 | 107.0158 | 304.7177 | 250.4716 | 197.3889 | 1449.9068 | 0 | 0.33661 | 0.0060344 | 0 | 0.1252 | 0 | 0 | 1694.8989 | 0 | 0 | 0 | 6927.3432 | 314 | 5 | Fall
2018-11-10 06:00 | 1397.7136 | 233.9079 | 84.3971 | 592.4253 | 895.4981 | 0 | 143.6356 | 331.3538 | 255.7728 | 225.3448 | 1396.508 | 0 | 0.85039 | 0.0058196 | 0 | 0.31631 | 0 | 0 | 1651.8368 | 0 | 0 | 0 | 7209.5663 | 314 | 6 | Fall
2018-11-10 07:00 | 1465.835 | 240.4078 | 126.415 | 892.399 | 926.0876 | 0 | 285.6306 | 393.1038 | 214.7078 | 274.8243 | 1505.2127 | 0 | 1.5629 | 0.0055435 | 0 | 0.58135 | 0 | 0 | 1711.9971 | 0 | 0 | 0 | 8038.7705 | 314 | 7 | Fall
2018-11-10 08:00 | 1423.0366 | 245.3412 | 198.8328 | 1218.3953 | 987.8079 | 0 | 249.1787 | 429.0299 | 144.6223 | 316.6674 | 1486.0485 | 0 | 1.6875 | 0.0054211 | 0 | 0.62767 | 0 | 0 | 1776.8165 | 0 | 0 | 0 | 8478.0978 | 314 | 8 | Fall
2018-11-10 09:00 | 1340.4736 | 246.1062 | 274.0601 | 1493.3598 | 1077.6872 | 0 | 229.5445 | 468.1065 | 189.3831 | 445.5697 | 1459.9881 | 0 | 1.5204 | 0.0053855 | 0 | 0.56553 | 0 | 0 | 1792.3525 | 0 | 0 | 0 | 9018.7227 | 314 | 9 | Fall
2018-11-10 10:00 | 1233.9648 | 245.6053 | 309.8213 | 1646.3335 | 1127.7344 | 0 | 204.9908 | 522.8902 | 216.2907 | 500.9961 | 1471.5645 | 0 | 1.7073 | 0.0054254 | 0 | 0.63504 | 0 | 0 | 1770.3823 | 0 | 0 | 0 | 9252.9215 | 314 | 10 | Fall
2018-11-10 11:00 | 1152.5661 | 250.5954 | 303.3807 | 1564.7614 | 1133.251 | 0 | 185.7409 | 568.7254 | 230.3457 | 540.1478 | 1533.5512 | 0 | 2.063 | 0.0054107 | 0 | 0.76736 | 0 | 0 | 1762.0292 | 0 | 0 | 0 | 9227.9305 | 314 | 11 | Fall
2018-11-10 12:00 | 1090.6654 | 263.2714 | 279.4351 | 1590.0171 | 1136.5733 | 0 | 172.0188 | 603.7638 | 237.352 | 573.4826 | 1574.19 | 0 | 2.3623 | 0.0054089 | 0 | 0.87867 | 0 | 0 | 1778.2986 | 0 | 0 | 0 | 9302.3145 | 314 | 12 | Fall
2018-11-10 13:00 | 1008.0078 | 279.6485 | 262.9916 | 1615.2288 | 1142.6516 | 0 | 154.6052 | 625.9849 | 239.1115 | 591.8002 | 1597.9018 | 0 | 2.4039 | 0.005361 | 0 | 0.89414 | 0 | 0 | 1787.0101 | 0 | 0 | 0 | 9308.2455 | 314 | 13 | Fall
2018-11-10 14:00 | 885.2649 | 292.1429 | 256.258 | 1456.6307 | 1113.7031 | 0 | 138.9876 | 631.6346 | 238.5164 | 609.0661 | 1609.9614 | 0 | 2.7055 | 0.0052964 | 0 | 1.0063 | 0 | 0 | 1763.3709 | 0 | 0 | 0 | 8999.2535 | 314 | 14 | Fall
2018-11-10 15:00 | 813.6407 | 305.7661 | 266.0478 | 1399.5731 | 1099.3254 | 0 | 131.4114 | 617.8472 | 234.9383 | 609.5024 | 1631.1355 | 0 | 3.7024 | 0.0053405 | 0 | 1.3771 | 0 | 0 | 1738.824 | 0 | 0 | 0 | 8853.0968 | 314 | 15 | Fall
2018-11-10 16:00 | 786.9675 | 295.9798 | 305.626 | 1457.287 | 1141.7339 | 0 | 133.3083 | 593.489 | 229.9111 | 597.2593 | 1678.883 | 0 | 4.9533 | 0.0055053 | 0 | 1.8424 | 0 | 0 | 1707.1571 | 0 | 0 | 0 | 8934.403 | 314 | 16 | Fall
2018-11-10 17:00 | 823.3302 | 268.1386 | 402.1315 | 1642.531 | 1219.042 | 0 | 143.5936 | 555.8533 | 247.7795 | 501.6077 | 1741.6208 | 0 | 6.0377 | 0.0056606 | 0 | 2.2458 | 0 | 0 | 1665.6363 | 0 | 0 | 0 | 9219.5536 | 314 | 17 | Fall
2018-11-10 18:00 | 876.607 | 240.3571 | 567.6317 | 1794.4245 | 1311.3469 | 0 | 161.6414 | 498.3761 | 386.0077 | 486.2291 | 1803.5482 | 0 | 4.523 | 0.0056237 | 0 | 1.6824 | 0 | 0 | 1611.7892 | 0 | 0 | 0 | 9744.17 | 314 | 18 | Fall
2018-11-10 19:00 | 925.663 | 248.3038 | 723.0256 | 1797.0825 | 1323.5852 | 0 | 176.5793 | 458.5989 | 385.2142 | 460.8801 | 1709.4431 | 0 | 2.4725 | 0.0057186 | 0 | 0.91965 | 0 | 0 | 1630.7776 | 0 | 0 | 0 | 9842.551 | 314 | 19 | Fall
2018-11-10 20:00 | 962.6678 | 244.4387 | 778.2356 | 1672.8762 | 1284.1385 | 0 | 181.6085 | 424.4371 | 385.5904 | 420.7661 | 1699.4077 | 0 | 1.9218 | 0.0056538 | 0 | 0.71484 | 0 | 0 | 1634.9535 | 0 | 0 | 0 | 9691.7624 | 314 | 20 | Fall
2018-11-10 21:00 | 1029.6983 | 242.4124 | 689.8749 | 1577.7007 | 1223.4376 | 0 | 188.625 | 399.4625 | 382.351 | 370.298 | 1680.8259 | 0 | 1.4478 | 0.005581 | 0 | 0.53852 | 0 | 0 | 1606.5926 | 0 | 0 | 0 | 9393.2708 | 314 | 21 | Fall
2018-11-10 22:00 | 1141.7023 | 248.348 | 513.3393 | 1431.6032 | 1158.4186 | 0 | 115.8691 | 352.4843 | 359.3392 | 319.4576 | 1637.0345 | 0 | 0.95231 | 0.005559 | 0 | 0.35422 | 0 | 0 | 1569.0856 | 0 | 0 | 0 | 8847.9937 | 314 | 22 | Fall
2018-11-10 23:00 | 1230.43 | 252.7764 | 356.8957 | 1156.6947 | 1004.9402 | 0 | 122.0904 | 327.8102 | 310.6487 | 257.0165 | 1581.5595 | 0 | 0.68296 | 0.00547 | 0 | 0.25403 | 0 | 0 | 1544.0779 | 0 | 0 | 0 | 8145.8826 | 314 | 23 | Fall
2018-11-11 | 1315.0779 | 259.6942 | 147.3304 | 826.5124 | 916.3417 | 0 | 129.2776 | 305.3261 | 276.083 | 205.1711 | 1542.7824 | 0 | 0.9426 | 0.0081186 | 0 | 0.35061 | 0 | 0 | 1126.16 | 0 | 0 | 0 | 7051.0581 | 315 | 0 | Fall
2018-11-11 01:00 | 1399.4982 | 267.7863 | 89.0254 | 584.765 | 883.7321 | 0 | 122.1011 | 285.8162 | 254.282 | 176.7175 | 1415.5104 | 0 | 0.37342 | 0.0078391 | 0 | 0.1389 | 0 | 0 | 1109.8486 | 0 | 0 | 0 | 6589.6029 | 315 | 1 | Fall
2018-11-11 02:00 | 1479.8935 | 277.1345 | 79.4865 | 458.7176 | 865.7397 | 0 | 114.4509 | 278.1951 | 246.2238 | 165.7903 | 1436.644 | 0 | 0.31621 | 0.0077987 | 0 | 0.11762 | 0 | 0 | 1051.0737 | 0 | 0 | 0 | 6453.7912 | 315 | 2 | Fall
2018-11-11 03:00 | 1612.9891 | 289.7002 | 77.2904 | 418.4529 | 858.1614 | 0 | 127.5311 | 277.3854 | 241.1178 | 167.7633 | 1430.7921 | 0 | 0.22653 | 0.0078591 | 0 | 0.084259 | 0 | 0 | 1011.1111 | 0 | 0 | 0 | 6512.6134 | 315 | 3 | Fall
2018-11-11 04:00 | 1707.9571 | 299.7676 | 77.2904 | 424.8792 | 858.3609 | 0 | 140.5653 | 281.6444 | 237.6324 | 184.4378 | 1387.7021 | 0 | 0.042818 | 0.00778 | 0 | 0.015926 | 0 | 0 | 1000.2368 | 0 | 0 | 0 | 6600.5406 | 315 | 4 | Fall
2018-11-11 05:00 | 1835.327 | 314.5251 | 77.5309 | 458.2367 | 874.7099 | 0 | 155.6935 | 289.0559 | 242.2733 | 201.2362 | 1354.8697 | 0 | 0.13379 | 0.0079387 | 0 | 0.049764 | 0 | 0 | 1014.0216 | 0 | 0 | 0 | 6817.6713 | 315 | 5 | Fall
2018-11-11 06:00 | 1940.6502 | 326.1076 | 84.7543 | 609.5637 | 895.7232 | 0 | 203.2744 | 324.9812 | 251.3872 | 232.2187 | 1320.1457 | 0 | 0.27583 | 0.0079204 | 0 | 0.1026 | 0 | 0 | 983.8725 | 0 | 0 | 0 | 7173.065 | 315 | 6 | Fall
2018-11-11 07:00 | 2012.4219 | 334.4262 | 127.5303 | 899.9281 | 926.6359 | 0 | 373.5819 | 367.7404 | 217.9784 | 277.5583 | 1265.2003 | 0 | 0.48567 | 0.0075596 | 0 | 0.18065 | 0 | 0 | 983.7407 | 0 | 0 | 0 | 7787.4162 | 315 | 7 | Fall
2018-11-11 08:00 | 1893.8846 | 324.5664 | 203.2499 | 1229.2008 | 991.8198 | 0 | 311.1746 | 378.8808 | 120.0336 | 308.5758 | 1235.8067 | 0 | 0.88627 | 0.0062036 | 0 | 0.32966 | 0 | 0 | 946.1855 | 0 | 0 | 0 | 7944.6005 | 315 | 8 | Fall
2018-11-11 09:00 | 1619.582 | 292.1977 | 270.7627 | 1512.6474 | 1076.5835 | 0 | 260.0254 | 387.6617 | 137.9289 | 437.2837 | 1275.7444 | 0 | 1.5285 | 0.0061562 | 0 | 0.56856 | 0 | 0 | 922.6086 | 0 | 0 | 0 | 8195.1292 | 315 | 9 | Fall
2018-11-11 10:00 | 1352.1022 | 257.7553 | 305.2391 | 1657.5497 | 1124.5099 | 0 | 208.3446 | 419.3176 | 158.1587 | 477.2719 | 1293.7131 | 0 | 2.0315 | 0.0060842 | 0 | 0.75565 | 0 | 0 | 899.612 | 0 | 0 | 0 | 8156.3674 | 315 | 10 | Fall
2018-11-11 11:00 | 1140.8508 | 229.975 | 300.112 | 1569.0209 | 1130.9015 | 0 | 167.8214 | 443.5663 | 177.2739 | 504.707 | 1309.5744 | 0 | 2.5396 | 0.0060778 | 0 | 0.94464 | 0 | 0 | 890.7113 | 0 | 0 | 0 | 7868.0048 | 315 | 11 | Fall
2018-11-11 12:00 | 953.3632 | 214.226 | 277.4129 | 1582.8312 | 1134.2151 | 0 | 134.085 | 464.9399 | 191.8208 | 531.9548 | 1337.8689 | 0 | 3.3032 | 0.0061693 | 0 | 1.2287 | 0 | 0 | 919.8257 | 0 | 0 | 0 | 7747.0814 | 315 | 12 | Fall
2018-11-11 13:00 | 796.9447 | 199.9326 | 264.6112 | 1547.0281 | 1142.6769 | 0 | 110.0043 | 483.5701 | 200.512 | 552.8518 | 1390.8021 | 0 | 3.3925 | 0.0061452 | 0 | 1.2619 | 0 | 0 | 920.717 | 0 | 0 | 0 | 7614.3113 | 315 | 13 | Fall
2018-11-11 14:00 | 631.8628 | 189.4944 | 259.4939 | 1424.8451 | 1114.5327 | 0 | 92.9758 | 489.5168 | 204.1428 | 561.4128 | 1432.3599 | 0 | 3.3752 | 0.0062184 | 0 | 1.2554 | 0 | 0 | 885.614 | 0 | 0 | 0 | 7290.8879 | 315 | 14 | Fall
2018-11-11 15:00 | 535.4152 | 185.6319 | 269.0124 | 1408.1185 | 1101.0479 | 0 | 85.4849 | 481.9663 | 202.0859 | 573.3486 | 1477.5118 | 0 | 3.7062 | 0.0062432 | 0 | 1.3786 | 0 | 0 | 907.1295 | 0 | 0 | 0 | 7231.844 | 315 | 15 | Fall
2018-11-11 16:00 | 511.8162 | 183.4511 | 306.2042 | 1462.2004 | 1141.4366 | 0 | 88.2303 | 462.6798 | 194.6806 | 569.2229 | 1516.5853 | 0 | 4.1683 | 0.0063386 | 0 | 1.5504 | 0 | 0 | 901.5948 | 0 | 0 | 0 | 7343.8273 | 315 | 16 | Fall
2018-11-11 17:00 | 584.1973 | 180.5879 | 401.8594 | 1618.0314 | 1217.9393 | 0 | 103.1643 | 436.4773 | 207.3698 | 477.401 | 1545.832 | 0 | 3.8661 | 0.0064407 | 0 | 1.438 | 0 | 0 | 896.7603 | 0 | 0 | 0 | 7674.9306 | 315 | 17 | Fall
2018-11-11 18:00 | 707.278 | 188.8583 | 560.4788 | 1769.2593 | 1306.6758 | 0 | 126.7596 | 403.8302 | 337.6425 | 468.5745 | 1571.18 | 0 | 4.6746 | 0.0063746 | 0 | 1.7388 | 0 | 0 | 922.2825 | 0 | 0 | 0 | 8369.2393 | 315 | 18 | Fall
2018-11-11 19:00 | 810.5022 | 200.5153 | 718.7336 | 1783.722 | 1320.3777 | 0 | 149.9524 | 390.4111 | 327.082 | 446.5138 | 1583.9365 | 0 | 4.5384 | 0.0076939 | 0 | 1.6881 | 0 | 0 | 912.2672 | 0 | 0 | 0 | 8650.2479 | 315 | 19 | Fall
2018-11-11 20:00 | 887.6537 | 205.2028 | 775.6747 | 1673.6875 | 1281.7572 | 0 | 161.5406 | 375.6646 | 315.4817 | 411.6836 | 1561.8899 | 0 | 3.8535 | 0.0077823 | 0 | 1.4334 | 0 | 0 | 930.3592 | 0 | 0 | 0 | 8585.8901 | 315 | 20 | Fall
2018-11-11 21:00 | 984.6292 | 222.847 | 688.7735 | 1599.6443 | 1223.2209 | 0 | 166.9219 | 360.0097 | 303.6159 | 364.8578 | 1527.7768 | 0 | 3.2243 | 0.0077023 | 0 | 1.1993 | 0 | 0 | 936.4321 | 0 | 0 | 0 | 8383.1603 | 315 | 21 | Fall
2018-11-11 22:00 | 1110.3272 | 237.4691 | 511.3237 | 1456.7516 | 1157.2284 | 0 | 99.558 | 331.4189 | 292.2346 | 318.3411 | 1478.6656 | 0 | 2.5174 | 0.0075698 | 0 | 0.93635 | 0 | 0 | 974.0936 | 0 | 0 | 0 | 7970.873 | 315 | 22 | Fall
2018-11-11 23:00 | 1212.1049 | 247.5853 | 356.1594 | 1176.2469 | 1004.0228 | 0 | 106.801 | 323.3182 | 280.3088 | 259.6156 | 1425.497 | 0 | 1.7144 | 0.0073262 | 0 | 0.6377 | 0 | 0 | 1042.5003 | 0 | 0 | 0 | 7436.5196 | 315 | 23 | Fall
2018-11-12 | 1284.1737 | 256.0147 | 147.6945 | 826.9598 | 916.3074 | 0 | 112.3813 | 312.8007 | 267.4478 | 210.8264 | 1387.8625 | 0 | 0.92073 | 0.0079006 | 0 | 0.34247 | 0 | 0 | 1100.0342 | 0 | 0 | 0 | 6823.7742 | 316 | 0 | Fall
2018-11-12 01:00 | 1345.0611 | 264.0732 | 89.435 | 586.9942 | 883.7715 | 0 | 117.672 | 280.0377 | 279.5629 | 196.1756 | 1506.0013 | 0 | 0.37101 | 0.0077631 | 0 | 0.138 | 0 | 0 | 1104.2279 | 0 | 0 | 0 | 6653.5291 | 316 | 1 | Fall
2018-11-12 02:00 | 1403.4615 | 272.5255 | 79.5032 | 465.8239 | 865.5959 | 0 | 109.9577 | 265.5674 | 269.2644 | 170.3591 | 1478.6727 | 0 | 0.31384 | 0.0076004 | 0 | 0.11673 | 0 | 0 | 1044.2994 | 0 | 0 | 0 | 6425.4687 | 316 | 2 | Fall
2018-11-12 03:00 | 1507.9606 | 282.5999 | 77.3023 | 420.9584 | 858.1168 | 0 | 119.6363 | 269.6387 | 266.4136 | 161.9551 | 1445.5497 | 0 | 0.22614 | 0.0076396 | 0 | 0.084114 | 0 | 0 | 1008.9179 | 0 | 0 | 0 | 6419.3672 | 316 | 3 | Fall
2018-11-12 04:00 | 1589.7009 | 292.9146 | 77.3023 | 464.3116 | 858.3249 | 0 | 135.6624 | 286.3248 | 267.6611 | 166.2493 | 1409.3309 | 0 | 0.04376 | 0.0081531 | 0 | 0.016277 | 0 | 0 | 1008.4263 | 0 | 0 | 0 | 6556.2773 | 316 | 4 | Fall
2018-11-12 05:00 | 1700.1865 | 306.7127 | 77.6381 | 626.7706 | 875.3913 | 0 | 162.2305 | 311.9717 | 278.4037 | 194.8066 | 1411.4274 | 0 | 0.13331 | 0.0076425 | 0 | 0.049587 | 0 | 0 | 1013.3091 | 0 | 0 | 0 | 6959.0385 | 316 | 5 | Fall
2018-11-12 06:00 | 1760.8638 | 314.9249 | 90.7492 | 990.4668 | 900.4468 | 0 | 218.2991 | 374.9913 | 308.5144 | 247.5902 | 1470.7989 | 0 | 0.27581 | 0.0075749 | 0 | 0.10259 | 0 | 0 | 982.9261 | 0 | 0 | 0 | 7660.9575 | 316 | 6 | Fall
2018-11-12 07:00 | 1805.8146 | 322.3297 | 183.2328 | 1327.921 | 956.3045 | 0 | 381.7923 | 471.4738 | 319.5954 | 325.9982 | 1780.4513 | 0 | 0.47424 | 0.0072894 | 0 | 0.1764 | 0 | 0 | 959.2844 | 0 | 0 | 0 | 8834.856 | 316 | 7 | Fall
2018-11-12 08:00 | 1757.4778 | 315.6294 | 250.5874 | 1378.8866 | 1027.8447 | 0 | 337.7921 | 548.2161 | 281.8143 | 442.0471 | 2019.3027 | 0 | 0.87795 | 0.0074526 | 0 | 0.32656 | 0 | 0 | 936.8026 | 0 | 0 | 0 | 9297.6127 | 316 | 8 | Fall
2018-11-12 09:00 | 1585.4062 | 292.9247 | 255.5361 | 1362.7852 | 1068.4314 | 0 | 279.6211 | 598.3616 | 373.0294 | 666.6062 | 2261.935 | 0 | 1.5333 | 0.0060768 | 0 | 0.57031 | 0 | 0 | 925.0885 | 0 | 0 | 0 | 9671.835 | 316 | 9 | Fall
2018-11-12 10:00 | 1322.5285 | 251.4243 | 250.6699 | 1442.9728 | 1091.2888 | 0 | 204.9883 | 653.9394 | 427.8536 | 767.1947 | 2474.5644 | 0 | 2.0972 | 0.0062009 | 0 | 0.78008 | 0 | 0 | 928.535 | 0 | 0 | 0 | 9818.8434 | 316 | 10 | Fall
2018-11-12 11:00 | 1096.3872 | 216.5627 | 235.0821 | 1419.5943 | 1091.3956 | 0 | 147.5122 | 700.9403 | 455.0172 | 823.9487 | 2638.6234 | 0 | 2.6354 | 0.0062424 | 0 | 0.98024 | 0 | 0 | 924.3091 | 0 | 0 | 0 | 9752.9946 | 316 | 11 | Fall
2018-11-12 12:00 | 930.2146 | 189.446 | 215.9074 | 1392.872 | 1091.7451 | 0 | 110.5871 | 732.8296 | 462.3411 | 843.6343 | 2689.9497 | 0 | 3.4233 | 0.006208 | 0 | 1.2733 | 0 | 0 | 953.2145 | 0 | 0 | 0 | 9617.4441 | 316 | 12 | Fall
2018-11-12 13:00 | 811.0952 | 179.0585 | 207.5504 | 1280.7011 | 1100.4793 | 0 | 84.0208 | 747.8191 | 458.7746 | 832.2585 | 2668.8794 | 0 | 3.5845 | 0.0077022 | 0 | 1.3333 | 0 | 0 | 972.8399 | 0 | 0 | 0 | 9348.4022 | 316 | 13 | Fall
2018-11-12 14:00 | 672.1419 | 176.4312 | 200.2533 | 1181.636 | 1069.894 | 0 | 69.9492 | 749.0907 | 445.1313 | 797.3361 | 2591.4688 | 0 | 3.6393 | 0.0064263 | 0 | 1.3537 | 0 | 0 | 954.7887 | 0 | 0 | 0 | 8913.1205 | 316 | 14 | Fall
2018-11-12 15:00 | 599.6734 | 181.7371 | 205.7806 | 1243.6293 | 1057.7421 | 0 | 66.5159 | 722.5744 | 418.8248 | 753.6438 | 2459.3874 | 0 | 4.0508 | 0.0079523 | 0 | 1.5067 | 0 | 0 | 991.4939 | 0 | 0 | 0 | 8706.5683 | 316 | 15 | Fall
2018-11-12 16:00 | 597.7757 | 186.9229 | 244.9823 | 1277.7012 | 1097.8321 | 0 | 73.2364 | 674.8605 | 385.6986 | 723.5676 | 2331.3537 | 0 | 4.6063 | 0.0081969 | 0 | 1.7134 | 0 | 0 | 996.3989 | 0 | 0 | 0 | 8596.6578 | 316 | 16 | Fall
2018-11-12 17:00 | 635.7374 | 177.5812 | 341.4421 | 1558.2666 | 1178.5185 | 0 | 86.4169 | 605.7611 | 375.7652 | 576.8201 | 2232.2851 | 0 | 4.2131 | 0.008126 | 0 | 1.5671 | 0 | 0 | 977.3709 | 0 | 0 | 0 | 8751.7533 | 316 | 17 | Fall
2018-11-12 18:00 | 679.1156 | 173.0344 | 509.3051 | 1698.8091 | 1273.8754 | 0 | 99.1256 | 528.4517 | 483.206 | 554.977 | 2151.4078 | 0 | 5.0961 | 0.008154 | 0 | 1.8955 | 0 | 0 | 1005.5605 | 0 | 0 | 0 | 9163.8682 | 316 | 18 | Fall
2018-11-12 19:00 | 719.792 | 172.95 | 681.8778 | 1754.3764 | 1298.1916 | 0 | 111.8679 | 479.8889 | 456.7224 | 534.5443 | 1943.3843 | 0 | 4.9999 | 0.0081473 | 0 | 1.8598 | 0 | 0 | 1005.1174 | 0 | 0 | 0 | 9165.5807 | 316 | 19 | Fall
2018-11-12 20:00 | 756.6178 | 183.5271 | 741.0795 | 1656.5613 | 1262.6444 | 0 | 115.3327 | 423.4515 | 434.12 | 501.1596 | 1848.5741 | 0 | 4.2279 | 0.0080712 | 0 | 1.5726 | 0 | 0 | 1020.9174 | 0 | 0 | 0 | 8949.794 | 316 | 20 | Fall
2018-11-12 21:00 | 815.0605 | 184.8442 | 664.706 | 1595.1754 | 1210.4019 | 0 | 113.3654 | 371.368 | 416.4657 | 410.4352 | 1750.6585 | 0 | 3.5073 | 0.0086007 | 0 | 1.3046 | 0 | 0 | 1018.9119 | 0 | 0 | 0 | 8556.2132 | 316 | 21 | Fall
2018-11-12 22:00 | 885.4141 | 188.2137 | 487.7678 | 1461.0029 | 1142.3755 | 0 | 61.8225 | 331.3891 | 384.8617 | 327.1041 | 1662.7357 | 0 | 2.7168 | 0.008465 | 0 | 1.0105 | 0 | 0 | 1051.3045 | 0 | 0 | 0 | 7987.7274 | 316 | 22 | Fall
2018-11-12 23:00 | 974.8907 | 195.5274 | 322.6163 | 1164.3006 | 988.6576 | 0 | 66.237 | 311.1756 | 331.3201 | 269.7626 | 1607.0486 | 0 | 1.8831 | 0.0082444 | 0 | 0.70045 | 0 | 0 | 1145.1365 | 0 | 0 | 0 | 7379.2647 | 316 | 23 | Fall
2018-11-13 | 1029.5962 | 200.836 | 135.5196 | 826.2419 | 907.4858 | 0 | 70.1976 | 298.0739 | 297.0778 | 233.6639 | 1570.8808 | 0 | 0.35461 | 0.005343 | 0 | 0.1319 | 0 | 0 | 1429.0904 | 0 | 0 | 0 | 6999.1557 | 317 | 0 | Winter
2018-11-13 01:00 | 1070.5167 | 204.6986 | 86.1291 | 576.7559 | 879.595 | 0 | 71.4023 | 265.7359 | 279.5629 | 192.9611 | 1506.0013 | 0 | 0.2208 | 0.0053252 | 0 | 0.082129 | 0 | 0 | 1393.2835 | 0 | 0 | 0 | 6526.9505 | 317 | 1 | Winter
2018-11-13 02:00 | 1130.8161 | 212.5819 | 78.9238 | 465.2623 | 864.404 | 0 | 65.1418 | 252.4323 | 269.2644 | 171.4808 | 1478.6727 | 0 | 0.10372 | 0.005424 | 0 | 0.03858 | 0 | 0 | 1408.4786 | 0 | 0 | 0 | 6397.6064 | 317 | 2 | Winter
2018-11-13 03:00 | 1222.3752 | 223.4406 | 77.3023 | 419.9182 | 857.6422 | 0 | 73.0786 | 257.2092 | 266.4136 | 163.2608 | 1445.5497 | 0 | 0.13161 | 0.0053849 | 0 | 0.048952 | 0 | 0 | 1379.9985 | 0 | 0 | 0 | 6386.3748 | 317 | 3 | Winter
2018-11-13 04:00 | 1296.2065 | 232.3252 | 77.3023 | 449.6087 | 858.2662 | 0 | 84.4604 | 272.0045 | 267.6611 | 165.3684 | 1409.3309 | 0 | 0.071871 | 0.005624 | 0 | 0.026733 | 0 | 0 | 1412.7292 | 0 | 0 | 0 | 6525.3676 | 317 | 4 | Winter
2018-11-13 05:00 | 1391.4112 | 243.9094 | 77.6133 | 612.6702 | 875.3353 | 0 | 105.3825 | 299.4644 | 278.4037 | 195.9482 | 1411.4274 | 0 | 0.30626 | 0.0057549 | 0 | 0.11391 | 0 | 0 | 1540.3236 | 0 | 0 | 0 | 7032.3151 | 317 | 5 | Winter
2018-11-13 06:00 | 1464.3118 | 254.2972 | 91.0135 | 980.5265 | 900.385 | 0 | 150.206 | 365.1449 | 308.5144 | 248.9996 | 1470.7989 | 0 | 0.80608 | 0.0057285 | 0 | 0.29983 | 0 | 0 | 1565.2914 | 0 | 0 | 0 | 7800.6007 | 317 | 6 | Winter
2018-11-13 07:00 | 1518.8612 | 263.4416 | 185.7808 | 1321.6415 | 956.6425 | 0 | 303.305 | 467.8327 | 328.316 | 325.422 | 1780.4513 | 0 | 1.5048 | 0.0049021 | 0 | 0.55973 | 0 | 0 | 1649.4998 | 0 | 0 | 0 | 9103.2638 | 317 | 7 | Winter
2018-11-13 08:00 | 1466.3848 | 260.118 | 253.2649 | 1356.6473 | 1029.0117 | 0 | 270.2145 | 552.1442 | 281.8143 | 444.5966 | 2019.3027 | 0 | 1.631 | 0.0048491 | 0 | 0.60665 | 0 | 0 | 1718.6117 | 0 | 0 | 0 | 9654.3532 | 317 | 8 | Winter
2018-11-13 09:00 | 1322.2471 | 243.2643 | 256.1236 | 1376.0926 | 1070.2013 | 0 | 228.6547 | 605.9085 | 373.0294 | 668.9176 | 2261.935 | 0 | 1.4737 | 0.0048327 | 0 | 0.54816 | 0 | 0 | 1739.0503 | 0 | 0 | 0 | 10147.4509 | 317 | 9 | Winter
2018-11-13 10:00 | 1170.6147 | 213.1695 | 248.7643 | 1445.185 | 1091.1398 | 0 | 185.2303 | 663.527 | 427.8536 | 768.4767 | 2474.5644 | 0 | 1.6452 | 0.0048122 | 0 | 0.61196 | 0 | 0 | 1707.2195 | 0 | 0 | 0 | 10398.0068 | 317 | 10 | Winter
2018-11-13 11:00 | 1004.9993 | 195.2894 | 236.2473 | 1463.7041 | 1091.7292 | 0 | 147.2423 | 713.0524 | 455.0172 | 825.6135 | 2638.6234 | 0 | 2.0025 | 0.0048707 | 0 | 0.74484 | 0 | 0 | 1711.2162 | 0 | 0 | 0 | 10485.4865 | 317 | 11 | Winter
2018-11-13 12:00 | 825.1109 | 181.4131 | 217.9889 | 1402.8723 | 1093.5177 | 0 | 114.8982 | 747.6936 | 462.3411 | 844.3915 | 2689.9497 | 0 | 2.2753 | 0.0049031 | 0 | 0.84633 | 0 | 0 | 1714.1717 | 0 | 0 | 0 | 10297.4753 | 317 | 12 | Winter
2018-11-13 13:00 | 696.7214 | 179.0604 | 207.2204 | 1289.8225 | 1100.8654 | 0 | 92.5467 | 771.529 | 458.7746 | 833.6754 | 2668.8794 | 0 | 2.3197 | 0.0048931 | 0 | 0.86283 | 0 | 0 | 1726.0082 | 0 | 0 | 0 | 10028.2908 | 317 | 13 | Winter
2018-11-13 14:00 | 591.2651 | 187.1441 | 197.9321 | 1200.4853 | 1068.4667 | 0 | 85.4306 | 780.8262 | 445.1313 | 800.0071 | 2591.4688 | 0 | 2.6476 | 0.0049896 | 0 | 0.98481 | 0 | 0 | 1727.0422 | 0 | 0 | 0 | 9678.837 | 317 | 14 | Winter
2018-11-13 15:00 | 527.1983 | 201.7904 | 204.8264 | 1184.7385 | 1056.6595 | 0 | 81.1974 | 752.9875 | 418.8248 | 755.2433 | 2459.3874 | 0 | 3.6662 | 0.0049906 | 0 | 1.3637 | 0 | 0 | 1723.2375 | 0 | 0 | 0 | 9371.126 | 317 | 15 | Winter
2018-11-13 16:00 | 503.4537 | 210.7877 | 244.6176 | 1321.7251 | 1097.9082 | 0 | 83.5495 | 708.6428 | 385.6986 | 727.6564 | 2331.3537 | 0 | 5.0346 | 0.0051805 | 0 | 1.8727 | 0 | 0 | 1736.867 | 0 | 0 | 0 | 9359.1727 | 317 | 16 | Winter
2018-11-13 17:00 | 553.0149 | 203.9404 | 340.5764 | 1616.6968 | 1177.8068 | 0 | 94.9117 | 631.515 | 376.0032 | 578.5937 | 2232.2851 | 0 | 6.2008 | 0.0059573 | 0 | 2.3064 | 0 | 0 | 1712.6758 | 0 | 0 | 0 | 9526.5327 | 317 | 17 | Winter
2018-11-13 18:00 | 634.6663 | 203.9094 | 513.7765 | 1756.2381 | 1274.9702 | 0 | 108.5066 | 548.2926 | 483.206 | 555.6064 | 2151.4078 | 0 | 4.8329 | 0.0059552 | 0 | 1.7976 | 0 | 0 | 1723.9347 | 0 | 0 | 0 | 9961.1511 | 317 | 18 | Winter
2018-11-13 19:00 | 714.1111 | 211.7903 | 679.6686 | 1731.0359 | 1296.8054 | 0 | 126.8552 | 493.998 | 456.7224 | 536.9587 | 1943.3843 | 0 | 2.6676 | 0.0060275 | 0 | 0.99224 | 0 | 0 | 1760.1985 | 0 | 0 | 0 | 9955.1944 | 317 | 19 | Winter
2018-11-13 20:00 | 792.9571 | 215.4967 | 735.9386 | 1677.6322 | 1259.6906 | 0 | 135.9873 | 434.8404 | 434.12 | 499.8219 | 1848.5741 | 0 | 2.0632 | 0.0059739 | 0 | 0.76743 | 0 | 0 | 1756.0806 | 0 | 0 | 0 | 9793.9761 | 317 | 20 | Winter
2018-11-13 21:00 | 867.5225 | 215.4192 | 666.2402 | 1607.1922 | 1209.5819 | 0 | 134.3581 | 378.4328 | 416.4657 | 412.8535 | 1750.6585 | 0 | 1.5242 | 0.0059473 | 0 | 0.56695 | 0 | 0 | 1691.6427 | 0 | 0 | 0 | 9352.4642 | 317 | 21 | Winter
2018-11-13 22:00 | 944.9175 | 216.0663 | 497.0877 | 1510.0045 | 1145.7658 | 0 | 82.0089 | 337.1997 | 384.8617 | 327.2917 | 1662.7357 | 0 | 0.97923 | 0.0058893 | 0 | 0.36423 | 0 | 0 | 1614.9294 | 0 | 0 | 0 | 8724.2183 | 317 | 22 | Winter
2018-11-13 23:00 | 1022.1402 | 213.8431 | 327.9326 | 1183.7121 | 990.1872 | 0 | 82.227 | 316.1932 | 331.3201 | 269.7752 | 1607.0486 | 0 | 0.6943 | 0.0058469 | 0 | 0.25825 | 0 | 0 | 1570.5959 | 0 | 0 | 0 | 7915.9335 | 317 | 23 | Winter
2018-11-14 | 1086.8616 | 214.8376 | 137.4569 | 827.4385 | 907.9113 | 0 | 89.6541 | 302.1148 | 297.0778 | 233.3883 | 1570.8808 | 0 | 0.37181 | 0.0058189 | 0 | 0.1383 | 0 | 0 | 1499.3982 | 0 | 0 | 0 | 7167.5358 | 318 | 0 | Fall
2018-11-14 01:00 | 1140.2686 | 216.149 | 86.4639 | 585.8095 | 879.9262 | 0 | 89.8118 | 267.3969 | 280.4149 | 193.5534 | 1504.9675 | 0 | 0.23556 | 0.0057787 | 0 | 0.08762 | 0 | 0 | 1485.1461 | 0 | 0 | 0 | 6730.2367 | 318 | 1 | Fall
2018-11-14 02:00 | 1197.9784 | 220.0242 | 78.9536 | 473.8307 | 864.4935 | 0 | 79.4353 | 252.5035 | 269.5307 | 172.7463 | 1478.1194 | 0 | 0.10886 | 0.0057915 | 0 | 0.04049 | 0 | 0 | 1495.1363 | 0 | 0 | 0 | 6582.907 | 318 | 2 | Fall
2018-11-14 03:00 | 1294.3654 | 226.4164 | 77.3023 | 427.251 | 857.6737 | 0 | 88.083 | 257.2915 | 266.5492 | 162.9863 | 1447.265 | 0 | 0.14144 | 0.0058769 | 0 | 0.052609 | 0 | 0 | 1483.8277 | 0 | 0 | 0 | 6589.2113 | 318 | 3 | Fall
2018-11-14 04:00 | 1346.0297 | 228.5929 | 77.3023 | 457.127 | 858.2952 | 0 | 98.1196 | 272.2304 | 267.6032 | 165.7097 | 1413.0391 | 0 | 0.077464 | 0.0060395 | 0 | 0.028813 | 0 | 0 | 1520.6492 | 0 | 0 | 0 | 6704.8107 | 318 | 4 | Fall
2018-11-14 05:00 | 1416.945 | 234.592 | 77.606 | 613.2681 | 875.3522 | 0 | 115.7439 | 297.961 | 278.1847 | 195.8609 | 1415.1073 | 0 | 0.32287 | 0.0061589 | 0 | 0.1201 | 0 | 0 | 1626.2436 | 0 | 0 | 0 | 7147.3139 | 318 | 5 | Fall
2018-11-14 06:00 | 1489.1073 | 243.7868 | 90.4666 | 1004.3918 | 900.3659 | 0 | 163.33 | 362.746 | 307.9248 | 249.2831 | 1475.7673 | 0 | 0.819 | 0.005235 | 0 | 0.30463 | 0 | 0 | 1596.2207 | 0 | 0 | 0 | 7884.5191 | 318 | 6 | Fall
2018-11-14 07:00 | 1533.3345 | 262.0092 | 182.4552 | 1320.9993 | 956.0331 | 0 | 316.9702 | 467.6374 | 330.2598 | 326.4784 | 1785.7752 | 0 | 1.5245 | 0.0050116 | 0 | 0.56707 | 0 | 0 | 1675.0782 | 0 | 0 | 0 | 9159.1271 | 318 | 7 | Fall
2018-11-14 08:00 | 1475.6629 | 251.0897 | 251.1902 | 1343.2799 | 1028.4441 | 0 | 284.0658 | 556.7748 | 278.5193 | 444.4339 | 2023.3511 | 0 | 1.6409 | 0.0048973 | 0 | 0.61035 | 0 | 0 | 1731.6912 | 0 | 0 | 0 | 9670.7591 | 318 | 8 | Fall
2018-11-14 09:00 | 1331.1181 | 221.4814 | 253.7334 | 1398.0038 | 1068.9835 | 0 | 238.836 | 619.7953 | 369.4996 | 671.1282 | 2264.4618 | 0 | 1.4807 | 0.0048983 | 0 | 0.55074 | 0 | 0 | 1748.8169 | 0 | 0 | 0 | 10187.8942 | 318 | 9 | Fall
2018-11-14 10:00 | 1153.0147 | 196.3647 | 246.8944 | 1461.3956 | 1091.8011 | 0 | 187.5373 | 680.247 | 426.6044 | 771.4101 | 2475.1843 | 0 | 1.6473 | 0.0049235 | 0 | 0.61273 | 0 | 0 | 1709.964 | 0 | 0 | 0 | 10402.6824 | 318 | 10 | Fall
2018-11-14 11:00 | 972.0091 | 173.4066 | 234.9264 | 1434.8355 | 1092.0673 | 0 | 150.6937 | 730.7085 | 454.7504 | 826.1732 | 2637.8932 | 0 | 2.0019 | 0.0048592 | 0 | 0.74462 | 0 | 0 | 1711.0001 | 0 | 0 | 0 | 10421.2154 | 318 | 11 | Fall
2018-11-14 12:00 | 834.6782 | 159.8487 | 215.4511 | 1414.6835 | 1093.0072 | 0 | 122.2572 | 765.0884 | 462.2977 | 848.2048 | 2687.0461 | 0 | 2.2871 | 0.0049222 | 0 | 0.85071 | 0 | 0 | 1723.3759 | 0 | 0 | 0 | 10329.0815 | 318 | 12 | Fall
2018-11-14 13:00 | 744.4926 | 152.2379 | 206.8265 | 1288.5984 | 1100.4319 | 0 | 102.8434 | 775.665 | 458.7655 | 836.6351 | 2665.3095 | 0 | 2.3312 | 0.0048713 | 0 | 0.86711 | 0 | 0 | 1734.8466 | 0 | 0 | 0 | 10069.8556 | 318 | 13 | Fall
2018-11-14 14:00 | 636.2495 | 155.3458 | 200.8418 | 1196.4543 | 1071.2725 | 0 | 93.348 | 770.2371 | 445.1259 | 800.1541 | 2588.0229 | 0 | 2.6515 | 0.0048616 | 0 | 0.98625 | 0 | 0 | 1729.8423 | 0 | 0 | 0 | 9690.5368 | 318 | 14 | Fall
2018-11-14 15:00 | 586.5514 | 162.505 | 205.774 | 1212.244 | 1057.9039 | 0 | 89.246 | 741.1175 | 418.8259 | 756.9773 | 2455.1169 | 0 | 3.6957 | 0.0049755 | 0 | 1.3746 | 0 | 0 | 1737.5108 | 0 | 0 | 0 | 9428.848 | 318 | 15 | Fall
2018-11-14 16:00 | 565.8258 | 161.477 | 243.4861 | 1300.7138 | 1096.5203 | 0 | 90.2429 | 692.2936 | 385.6988 | 728.5257 | 2324.7236 | 0 | 5.0758 | 0.005831 | 0 | 1.888 | 0 | 0 | 1751.6505 | 0 | 0 | 0 | 9348.1278 | 318 | 16 | Fall
2018-11-14 17:00 | 598.3046 | 147.8164 | 335.6273 | 1513.9073 | 1174.433 | 0 | 103.0331 | 618.2883 | 379.6513 | 578.7075 | 2227.1223 | 0 | 6.2425 | 0.0059517 | 0 | 2.3219 | 0 | 0 | 1724.7053 | 0 | 0 | 0 | 9410.1668 | 318 | 17 | Fall
2018-11-14 18:00 | 669.545 | 160.2409 | 505.8682 | 1688.3869 | 1272.7416 | 0 | 118.5375 | 539.6329 | 483.1915 | 557.9903 | 2146.2553 | 0 | 4.8226 | 0.005869 | 0 | 1.7938 | 0 | 0 | 1720.9345 | 0 | 0 | 0 | 9869.9469 | 318 | 18 | Fall
2018-11-14 19:00 | 723.973 | 170.8732 | 674.6856 | 1740.59 | 1295.6239 | 0 | 131.1943 | 488.8925 | 456.7091 | 537.5519 | 1940.5028 | 0 | 2.6508 | 0.0060035 | 0 | 0.986 | 0 | 0 | 1751.284 | 0 | 0 | 0 | 9915.5233 | 318 | 19 | Fall
2018-11-14 20:00 | 772.3475 | 171.697 | 739.0894 | 1672.8145 | 1261.231 | 0 | 129.5162 | 430.4026 | 434.1447 | 502.3153 | 1848.2312 | 0 | 2.0551 | 0.0060114 | 0 | 0.76443 | 0 | 0 | 1751.4085 | 0 | 0 | 0 | 9716.0236 | 318 | 20 | Fall
2018-11-14 21:00 | 827.5838 | 171.9085 | 660.6088 | 1645.5824 | 1207.1245 | 0 | 124.5646 | 378.2375 | 417.1344 | 412.3567 | 1751.6789 | 0 | 1.5527 | 0.0060453 | 0 | 0.57755 | 0 | 0 | 1723.2414 | 0 | 0 | 0 | 9322.158 | 318 | 21 | Fall
2018-11-14 22:00 | 902.4623 | 189.112 | 490.9073 | 1458.6448 | 1142.8366 | 0 | 66.0682 | 338.9075 | 387.699 | 329.1638 | 1664.9398 | 0 | 0.99341 | 0.0059247 | 0 | 0.36951 | 0 | 0 | 1637.1324 | 0 | 0 | 0 | 8609.2426 | 318 | 22 | Fall
2018-11-14 23:00 | 965.2127 | 195.7972 | 323.5098 | 1193.9553 | 989.0572 | 0 | 65.2741 | 319.2874 | 335.0447 | 269.5329 | 1608.5537 | 0 | 0.70153 | 0.0057563 | 0 | 0.26094 | 0 | 0 | 1585.4193 | 0 | 0 | 0 | 7851.6125 | 318 | 23 | Fall
2018-11-15 | 1028.1203 | 204.8737 | 135.5043 | 820.7787 | 907.6355 | 0 | 71.5696 | 306.9503 | 299.0849 | 233.3355 | 1571.5875 | 0 | 0.37395 | 0.0057065 | 0 | 0.13909 | 0 | 0 | 1508.1134 | 0 | 0 | 0 | 7088.0724 | 319 | 0 | Summer
2018-11-15 01:00 | 1097.6528 | 212.6434 | 86.3545 | 588.4501 | 879.7893 | 0 | 78.763 | 271.4705 | 280.017 | 194.6007 | 1499.5401 | 0 | 0.23636 | 0.0057392 | 0 | 0.087917 | 0 | 0 | 1490.78 | 0 | 0 | 0 | 6680.3914 | 319 | 1 | Summer
2018-11-15 02:00 | 1141.4545 | 217.5333 | 78.8621 | 468.1905 | 864.338 | 0 | 71.063 | 258.2699 | 269.4249 | 172.9111 | 1473.6582 | 0 | 0.11097 | 0.0056919 | 0 | 0.041276 | 0 | 0 | 1510.9277 | 0 | 0 | 0 | 6526.791 | 319 | 2 | Summer
2018-11-15 03:00 | 1226.0709 | 226.0973 | 77.3023 | 422.8896 | 857.7808 | 0 | 77.9552 | 261.7055 | 266.4829 | 163.9268 | 1441.8265 | 0 | 0.14352 | 0.0057951 | 0 | 0.053384 | 0 | 0 | 1498.1422 | 0 | 0 | 0 | 6520.3829 | 319 | 3 | Summer
2018-11-15 04:00 | 1287.7492 | 235.9268 | 77.3023 | 482.2122 | 858.2797 | 0 | 87.7939 | 276.2053 | 267.659 | 165.0175 | 1406.1974 | 0 | 0.07838 | 0.0059382 | 0 | 0.029154 | 0 | 0 | 1534.1209 | 0 | 0 | 0 | 6678.5776 | 319 | 4 | Summer
2018-11-15 05:00 | 1375.1777 | 253.4356 | 77.6457 | 612.419 | 875.4715 | 0 | 106.8709 | 301.6217 | 278.3421 | 196.9173 | 1407.3925 | 0 | 0.32691 | 0.0060686 | 0 | 0.1216 | 0 | 0 | 1646.413 | 0 | 0 | 0 | 7132.1615 | 319 | 5 | Summer
2018-11-15 06:00 | 1454.2123 | 266.1167 | 91.1761 | 1002.6078 | 900.6871 | 0 | 154.1339 | 366.986 | 308.3715 | 249.0268 | 1467.7547 | 0 | 0.82654 | 0.0058623 | 0 | 0.30744 | 0 | 0 | 1608.8345 | 0 | 0 | 0 | 7871.0471 | 319 | 6 | Summer
2018-11-15 07:00 | 1464.4176 | 267.4862 | 185.6036 | 1315.9547 | 956.6422 | 0 | 281.5806 | 462.685 | 334.4999 | 325.956 | 1778.674 | 0 | 1.5262 | 0.005638 | 0 | 0.56769 | 0 | 0 | 1675.6728 | 0 | 0 | 0 | 9051.2722 | 319 | 7 | Summer
2018-11-15 08:00 | 1396.0254 | 260.0092 | 252.0959 | 1353.0914 | 1026.6573 | 0 | 247.5484 | 545.5916 | 281.5855 | 445.2278 | 2016.6886 | 0 | 1.6475 | 0.0048991 | 0 | 0.61281 | 0 | 0 | 1737.7294 | 0 | 0 | 0 | 9564.5159 | 319 | 8 | Summer
2018-11-15 09:00 | 1281.568 | 247.539 | 255.9479 | 1378.6847 | 1068.251 | 0 | 213.5252 | 594.9405 | 372.73 | 672.5089 | 2256.4833 | 0 | 1.4883 | 0.0048223 | 0 | 0.55358 | 0 | 0 | 1757.2676 | 0 | 0 | 0 | 10101.4929 | 319 | 9 | Summer
2018-11-15 10:00 | 1120.9351 | 215.302 | 247.6324 | 1459.6834 | 1089.8297 | 0 | 170.7233 | 645.126 | 427.6349 | 771.7553 | 2463.3942 | 0 | 1.6498 | 0.0048514 | 0 | 0.61368 | 0 | 0 | 1712.3478 | 0 | 0 | 0 | 10326.6325 | 319 | 10 | Summer
2018-11-15 11:00 | 981.7574 | 185.9456 | 235.5373 | 1454.4795 | 1090.4364 | 0 | 132.0806 | 691.6849 | 454.9038 | 828.4188 | 2618.467 | 0 | 2.0178 | 0.0049002 | 0 | 0.75052 | 0 | 0 | 1724.0578 | 0 | 0 | 0 | 10400.5422 | 319 | 11 | Summer
2018-11-15 12:00 | 839.053 | 170.9058 | 218.4157 | 1421.6088 | 1092.5457 | 0 | 102.7784 | 715.9221 | 462.3097 | 848.6415 | 2658.9508 | 0 | 2.2874 | 0.0048281 | 0 | 0.8508 | 0 | 0 | 1723.1399 | 0 | 0 | 0 | 10257.4144 | 319 | 12 | Summer
2018-11-15 13:00 | 711.6975 | 160.7588 | 208.6023 | 1274.9219 | 1100.49 | 0 | 79.4026 | 729.6975 | 458.7695 | 837.3948 | 2631.5844 | 0 | 2.3248 | 0.0048477 | 0 | 0.86473 | 0 | 0 | 1729.6579 | 0 | 0 | 0 | 9926.1715 | 319 | 13 | Summer
2018-11-15 14:00 | 579.6773 | 157.2502 | 199.8802 | 1208.6534 | 1070.0264 | 0 | 67.512 | 744.227 | 445.1295 | 802.8741 | 2553.3824 | 0 | 2.6466 | 0.004864 | 0 | 0.98443 | 0 | 0 | 1726.1135 | 0 | 0 | 0 | 9558.3618 | 319 | 14 | Summer
2018-11-15 15:00 | 510.5949 | 154.9373 | 206.0011 | 1210.9055 | 1058.8808 | 0 | 61.9316 | 727.8043 | 418.8265 | 756.7436 | 2425.6575 | 0 | 3.682 | 0.0049929 | 0 | 1.3696 | 0 | 0 | 1730.618 | 0 | 0 | 0 | 9267.9577 | 319 | 15 | Summer
2018-11-15 16:00 | 483.9944 | 152.9836 | 244.3576 | 1307.2067 | 1098.631 | 0 | 64.6078 | 683.9194 | 385.699 | 729.4698 | 2306.359 | 0 | 5.0664 | 0.0052417 | 0 | 1.8845 | 0 | 0 | 1747.7872 | 0 | 0 | 0 | 9211.9715 | 319 | 16 | Summer
2018-11-15 17:00 | 504.6984 | 147.6154 | 339.7458 | 1565.6476 | 1178.3716 | 0 | 73.7442 | 611.7907 | 392.6466 | 579.8663 | 2219.7454 | 0 | 6.2653 | 0.0061171 | 0 | 2.3304 | 0 | 0 | 1730.4016 | 0 | 0 | 0 | 9352.8754 | 319 | 17 | Summer
2018-11-15 18:00 | 553.431 | 140.7634 | 513.2682 | 1763.2057 | 1276.6965 | 0 | 88.9149 | 535.2724 | 483.1924 | 558.4907 | 2148.7873 | 0 | 4.8881 | 0.0061311 | 0 | 1.8182 | 0 | 0 | 1743.6039 | 0 | 0 | 0 | 9812.3387 | 319 | 18 | Summer
2018-11-15 19:00 | 610.251 | 142.9114 | 682.2246 | 1762.889 | 1298.4757 | 0 | 103.1681 | 482.9066 | 456.708 | 538.0085 | 1950.4086 | 0 | 2.7015 | 0.0062082 | 0 | 1.0049 | 0 | 0 | 1783.9877 | 0 | 0 | 0 | 9815.6518 | 319 | 19 | Summer
2018-11-15 20:00 | 667.1733 | 155.6459 | 745.4231 | 1709.0556 | 1263.7655 | 0 | 108.2124 | 424.8869 | 434.1247 | 503.197 | 1862.8223 | 0 | 2.1059 | 0.0061708 | 0 | 0.78331 | 0 | 0 | 1794.3399 | 0 | 0 | 0 | 9671.5419 | 319 | 20 | Summer
2018-11-15 21:00 | 728.5738 | 167.6701 | 668.5463 | 1630.9837 | 1210.5837 | 0 | 108.4842 | 370.1125 | 416.492 | 414.3087 | 1767.7062 | 0 | 1.6041 | 0.0061926 | 0 | 0.59668 | 0 | 0 | 1780.3489 | 0 | 0 | 0 | 9266.0172 | 319 | 21 | Summer
2018-11-15 22:00 | 796.0251 | 177.0429 | 490.1023 | 1472.0361 | 1143.7765 | 0 | 56.2508 | 328.5424 | 384.9438 | 327.9759 | 1678.4158 | 0 | 1.0311 | 0.0060718 | 0 | 0.38352 | 0 | 0 | 1698.7281 | 0 | 0 | 0 | 8555.2605 | 319 | 22 | Summer
2018-11-15 23:00 | 864.4847 | 187.3055 | 324.8545 | 1165.8417 | 989.4803 | 0 | 58.6443 | 306.3303 | 331.5038 | 270.2176 | 1615.807 | 0 | 0.73987 | 0.0061295 | 0 | 0.2752 | 0 | 0 | 1671.2087 | 0 | 0 | 0 | 7786.6995 | 319 | 23 | Summer
2018-11-16 | 922.223 | 197.932 | 135.9407 | 817.5893 | 908.0897 | 0 | 63.5929 | 294.8987 | 297.3998 | 233.595 | 1570.3319 | 0 | 0.39594 | 0.0060855 | 0 | 0.14727 | 0 | 0 | 1595.4269 | 0 | 0 | 0 | 7037.5693 | 320 | 0 | Winter
2018-11-16 01:00 | 981.0642 | 206.2613 | 86.0493 | 563.7056 | 879.8059 | 0 | 65.8244 | 263.7828 | 279.5629 | 196.3485 | 1506.0013 | 0 | 0.25152 | 0.0061003 | 0 | 0.093554 | 0 | 0 | 1585.5896 | 0 | 0 | 0 | 6614.3468 | 320 | 1 | Winter
2018-11-16 02:00 | 1025.2406 | 213.9491 | 78.9171 | 473.0023 | 864.4209 | 0 | 58.6131 | 249.9163 | 269.2644 | 171.2678 | 1478.6727 | 0 | 0.11777 | 0.0060844 | 0 | 0.043805 | 0 | 0 | 1606.5278 | 0 | 0 | 0 | 6489.9598 | 320 | 2 | Winter
2018-11-16 03:00 | 1138.4655 | 224.6714 | 77.3023 | 425.0015 | 857.6737 | 0 | 67.7169 | 254.2794 | 266.4136 | 163.8985 | 1445.5497 | 0 | 0.15219 | 0.0060993 | 0 | 0.05661 | 0 | 0 | 1594.33 | 0 | 0 | 0 | 6515.5174 | 320 | 3 | Winter
2018-11-16 04:00 | 1223.7522 | 237.0415 | 77.3023 | 460.0093 | 858.346 | 0 | 78.6101 | 270.2986 | 267.6611 | 166.2944 | 1409.3309 | 0 | 0.083424 | 0.0062323 | 0 | 0.03103 | 0 | 0 | 1632.934 | 0 | 0 | 0 | 6681.701 | 320 | 4 | Winter
2018-11-16 05:00 | 1334.9622 | 251.5769 | 77.6429 | 603.3026 | 875.4518 | 0 | 98.9002 | 296.1237 | 278.4037 | 196.9446 | 1411.4274 | 0 | 0.34693 | 0.006429 | 0 | 0.12904 | 0 | 0 | 1745.9913 | 0 | 0 | 0 | 7171.2096 | 320 | 5 | Winter
2018-11-16 06:00 | 1435.4661 | 265.3991 | 90.3163 | 990.8828 | 900.1492 | 0 | 147.763 | 362.2973 | 308.5144 | 249.2974 | 1470.7989 | 0 | 0.87821 | 0.0061776 | 0 | 0.32666 | 0 | 0 | 1708.3109 | 0 | 0 | 0 | 7930.4064 | 320 | 6 | Winter
2018-11-16 07:00 | 1508.3012 | 273.7077 | 183.4103 | 1317.8548 | 955.7358 | 0 | 297.0402 | 460.6936 | 334.9769 | 325.63 | 1780.4513 | 0 | 1.6052 | 0.0058331 | 0 | 0.59705 | 0 | 0 | 1761.4744 | 0 | 0 | 0 | 9201.4843 | 320 | 7 | Winter
2018-11-16 08:00 | 1439.8068 | 263.106 | 253.5906 | 1393.5784 | 1028.0832 | 0 | 261.1434 | 543.6257 | 281.8143 | 447.1105 | 2019.3027 | 0 | 1.7262 | 0.0057893 | 0 | 0.64208 | 0 | 0 | 1819.8103 | 0 | 0 | 0 | 9753.3459 | 320 | 8 | Winter
2018-11-16 09:00 | 1204.2143 | 229.9809 | 258.2821 | 1390.9444 | 1069.0021 | 0 | 203.3957 | 599.4421 | 373.0294 | 672.5604 | 2261.935 | 0 | 1.5466 | 0.0050045 | 0 | 0.57529 | 0 | 0 | 1825.167 | 0 | 0 | 0 | 10090.0803 | 320 | 9 | Winter
2018-11-16 10:00 | 937.7695 | 189.6015 | 251.1005 | 1418.246 | 1091.9207 | 0 | 142.6198 | 654.9222 | 427.8536 | 773.5734 | 2474.5644 | 0 | 1.7267 | 0.0049722 | 0 | 0.64227 | 0 | 0 | 1791.3359 | 0 | 0 | 0 | 10155.8815 | 320 | 10 | Winter
2018-11-16 11:00 | 721.775 | 161.8668 | 234.1562 | 1439.6834 | 1091.4586 | 0 | 96.3761 | 714.0136 | 455.0172 | 832.1604 | 2638.6234 | 0 | 2.0868 | 0.0049287 | 0 | 0.77619 | 0 | 0 | 1783.179 | 0 | 0 | 0 | 10171.1775 | 320 | 11 | Winter
2018-11-16 12:00 | 540.1302 | 127.3852 | 215.9937 | 1417.3185 | 1093.3473 | 0 | 60.7114 | 759.6097 | 462.3411 | 850.113 | 2689.9497 | 0 | 2.373 | 0.0049383 | 0 | 0.88266 | 0 | 0 | 1787.2744 | 0 | 0 | 0 | 10007.4349 | 320 | 12 | Winter
2018-11-16 13:00 | 410.5345 | 115.8302 | 206.7663 | 1322.7774 | 1100.1582 | 0 | 40.6236 | 788.1996 | 458.7746 | 840.1885 | 2668.8794 | 0 | 2.4166 | 0.0055733 | 0 | 0.89889 | 0 | 0 | 1797.5132 | 0 | 0 | 0 | 9753.5667 | 320 | 13 | Winter
2018-11-16 14:00 | 311.0493 | 127.7272 | 199.025 | 1243.4454 | 1069.2417 | 0 | 32.5828 | 794.0205 | 445.1313 | 806.0497 | 2591.4688 | 0 | 2.7488 | 0.0056686 | 0 | 1.0225 | 0 | 0 | 1792.462 | 0 | 0 | 0 | 9415.9805 | 320 | 14 | Winter
2018-11-16 15:00 | 255.0047 | 149.9551 | 205.7636 | 1242.3092 | 1058.234 | 0 | 29.0643 | 769.2133 | 418.8248 | 759.507 | 2459.3874 | 0 | 3.7962 | 0.0057498 | 0 | 1.412 | 0 | 0 | 1783.7977 | 0 | 0 | 0 | 9136.2751 | 320 | 15 | Winter
2018-11-16 16:00 | 241.5601 | 158.0713 | 243.7188 | 1303.34 | 1097.9099 | 0 | 31.1003 | 716.9813 | 385.6986 | 732.522 | 2331.3537 | 0 | 5.206 | 0.0060121 | 0 | 1.9364 | 0 | 0 | 1795.5969 | 0 | 0 | 0 | 9045.0014 | 320 | 16 | Winter
2018-11-16 17:00 | 278.7487 | 138.3163 | 335.5047 | 1558.8635 | 1175.8717 | 0 | 42.9698 | 630.3905 | 404.183 | 582.3318 | 2232.2851 | 0 | 6.3987 | 0.0060899 | 0 | 2.3801 | 0 | 0 | 1766.6666 | 0 | 0 | 0 | 9154.9165 | 320 | 17 | Winter
2018-11-16 18:00 | 331.8714 | 121.5915 | 512.4584 | 1746.086 | 1275.4866 | 0 | 60.0286 | 544.3393 | 483.206 | 562.3059 | 2151.4078 | 0 | 4.9091 | 0.0060276 | 0 | 1.826 | 0 | 0 | 1750.5684 | 0 | 0 | 0 | 9546.0911 | 320 | 18 | Winter
2018-11-16 19:00 | 395.7332 | 126.4879 | 684.2902 | 1725.0426 | 1298.9047 | 0 | 80.727 | 487.3569 | 456.7224 | 541.5852 | 1943.3843 | 0 | 2.7077 | 0.006106 | 0 | 1.0072 | 0 | 0 | 1787.5735 | 0 | 0 | 0 | 9531.5289 | 320 | 19 | Winter
2018-11-16 20:00 | 480.5212 | 138.4766 | 740.8131 | 1660.7434 | 1262.1086 | 0 | 95.1552 | 425.736 | 434.12 | 507.5174 | 1848.5741 | 0 | 2.0985 | 0.006015 | 0 | 0.78054 | 0 | 0 | 1787.2838 | 0 | 0 | 0 | 9383.9345 | 320 | 20 | Winter
2018-11-16 21:00 | 593.7851 | 150.3997 | 664.1472 | 1628.7053 | 1210.0406 | 0 | 101.523 | 369.3974 | 416.4657 | 416.5996 | 1750.6585 | 0 | 1.5929 | 0.0060034 | 0 | 0.5925 | 0 | 0 | 1767.4826 | 0 | 0 | 0 | 9071.3961 | 320 | 21 | Winter
2018-11-16 22:00 | 711.8775 | 175.1877 | 490.6585 | 1524.1334 | 1145.4136 | 0 | 54.8214 | 328.8924 | 384.8617 | 333.1033 | 1662.7357 | 0 | 1.0363 | 0.0059759 | 0 | 0.38545 | 0 | 0 | 1707.094 | 0 | 0 | 0 | 8520.207 | 320 | 22 | Winter
2018-11-16 23:00 | 830.7751 | 187.8427 | 324.7853 | 1200.5921 | 990.92 | 0 | 63.5906 | 307.2189 | 331.3201 | 272.4717 | 1607.0486 | 0 | 0.73871 | 0.0059121 | 0 | 0.27477 | 0 | 0 | 1670.8525 | 0 | 0 | 0 | 7788.437 | 320 | 23 | Winter
2018-11-17 | 920.2949 | 195.73 | 136.092 | 852.9026 | 908.2235 | 0 | 71.114 | 294.7356 | 297.0778 | 235.7911 | 1570.8808 | 0 | 0.39208 | 0.005854 | 0 | 0.14584 | 0 | 0 | 1580.5576 | 0 | 0 | 0 | 7063.9436 | 321 | 0 | Fall
2018-11-17 01:00 | 1003.0593 | 206.1237 | 86.1333 | 603.0596 | 879.5933 | 0 | 88.5716 | 282.843 | 262.7998 | 174.9552 | 1547.7876 | 0 | 0.24937 | 0.0059341 | 0 | 0.092755 | 0 | 0 | 1572.5489 | 0 | 0 | 0 | 6707.8234 | 321 | 1 | Fall
2018-11-17 02:00 | 1061.2745 | 212.9664 | 78.9264 | 485.357 | 864.3687 | 0 | 78.2108 | 270.3522 | 255.9752 | 163.9609 | 1557.1641 | 0 | 0.11714 | 0.0059095 | 0 | 0.043571 | 0 | 0 | 1597.1224 | 0 | 0 | 0 | 6625.8453 | 321 | 2 | Fall
2018-11-17 03:00 | 1169.9937 | 224.4938 | 77.2904 | 420.0641 | 857.682 | 0 | 82.7853 | 271.6697 | 250.1968 | 166.6009 | 1530.9542 | 0 | 0.15243 | 0.005953 | 0 | 0.056698 | 0 | 0 | 1595.1919 | 0 | 0 | 0 | 6647.1378 | 321 | 3 | Fall
2018-11-17 04:00 | 1270.4334 | 237.0657 | 77.2904 | 417.907 | 858.3039 | 0 | 91.4877 | 282.7425 | 248.3003 | 181.6398 | 1497.1429 | 0 | 0.083454 | 0.0060861 | 0 | 0.031041 | 0 | 0 | 1636.1167 | 0 | 0 | 0 | 6798.5508 | 321 | 4 | Fall
2018-11-17 05:00 | 1391.8307 | 252.4921 | 77.5355 | 457.84 | 874.6933 | 0 | 109.4097 | 298.9092 | 250.4716 | 198.1864 | 1449.9068 | 0 | 0.34672 | 0.0062469 | 0 | 0.12896 | 0 | 0 | 1745.9894 | 0 | 0 | 0 | 7107.7467 | 321 | 5 | Fall
2018-11-17 06:00 | 1455.9983 | 259.4084 | 84.959 | 613.9887 | 895.7076 | 0 | 144.3605 | 325.3587 | 255.7728 | 228.975 | 1396.508 | 0 | 0.88329 | 0.0060622 | 0 | 0.32855 | 0 | 0 | 1717.2831 | 0 | 0 | 0 | 7379.5381 | 321 | 6 | Fall
2018-11-17 07:00 | 1528.9178 | 267.341 | 126.8152 | 905.7562 | 926.9701 | 0 | 275.5248 | 385.7409 | 244.929 | 277.6983 | 1505.2127 | 0 | 1.605 | 0.0057316 | 0 | 0.597 | 0 | 0 | 1760.2019 | 0 | 0 | 0 | 8207.3157 | 321 | 7 | Fall
2018-11-17 08:00 | 1454.3786 | 249.2038 | 200.8708 | 1276.9652 | 992.041 | 0 | 233.3513 | 418.9887 | 144.6223 | 320.3555 | 1486.0485 | 0 | 1.7068 | 0.0056075 | 0 | 0.63486 | 0 | 0 | 1798.825 | 0 | 0 | 0 | 8577.998 | 321 | 8 | Fall
2018-11-17 09:00 | 1191.1189 | 211.7608 | 269.1777 | 1501.6935 | 1076.17 | 0 | 179.2849 | 456.4689 | 189.3831 | 451.8493 | 1459.9881 | 0 | 1.5317 | 0.0055652 | 0 | 0.56973 | 0 | 0 | 1806.6139 | 0 | 0 | 0 | 8795.6161 | 321 | 9 | Fall
2018-11-17 10:00 | 929.8321 | 172.8294 | 307.1934 | 1615.5658 | 1126.221 | 0 | 135.6105 | 522.8595 | 216.2907 | 509.5388 | 1471.5645 | 0 | 1.7034 | 0.0048434 | 0 | 0.63359 | 0 | 0 | 1766.6372 | 0 | 0 | 0 | 8776.4847 | 321 | 10 | Fall
2018-11-17 11:00 | 737.0229 | 158.1029 | 303.5382 | 1586.5867 | 1132.8293 | 0 | 104.8437 | 596.1229 | 230.3457 | 546.1868 | 1533.5512 | 0 | 2.0518 | 0.0048309 | 0 | 0.76318 | 0 | 0 | 1752.8335 | 0 | 0 | 0 | 8684.7836 | 321 | 11 | Fall
2018-11-17 12:00 | 583.2164 | 154.8039 | 279.7831 | 1632.8448 | 1136.285 | 0 | 80.7845 | 654.1105 | 237.352 | 581.9028 | 1574.19 | 0 | 2.3213 | 0.004857 | 0 | 0.86342 | 0 | 0 | 1747.9803 | 0 | 0 | 0 | 8666.4429 | 321 | 12 | Fall
2018-11-17 13:00 | 467.9755 | 166.9625 | 264.0221 | 1594.3634 | 1143.0291 | 0 | 63.4332 | 696.4184 | 239.1115 | 603.5197 | 1597.9018 | 0 | 2.3652 | 0.0054905 | 0 | 0.87975 | 0 | 0 | 1759.2024 | 0 | 0 | 0 | 8599.1899 | 321 | 13 | Fall
2018-11-17 14:00 | 344.9898 | 206.7457 | 257.2971 | 1501.7273 | 1113.5403 | 0 | 51.1534 | 719.8073 | 238.5164 | 618.7111 | 1609.9614 | 0 | 2.6649 | 0.0048341 | 0 | 0.99122 | 0 | 0 | 1737.9363 | 0 | 0 | 0 | 8404.047 | 321 | 14 | Fall
2018-11-17 15:00 | 280.6741 | 242.8478 | 266.1713 | 1460.0502 | 1099.7762 | 0 | 45.5688 | 713.681 | 234.9383 | 621.573 | 1631.1355 | 0 | 3.6618 | 0.004939 | 0 | 1.362 | 0 | 0 | 1720.7096 | 0 | 0 | 0 | 8322.1546 | 321 | 15 | Fall
2018-11-17 16:00 | 271.5025 | 249.3319 | 303.7994 | 1491.7129 | 1141.1767 | 0 | 48.0065 | 675.4936 | 229.9111 | 609.0902 | 1678.883 | 0 | 4.9669 | 0.0058029 | 0 | 1.8475 | 0 | 0 | 1712.8342 | 0 | 0 | 0 | 8418.5621 | 321 | 16 | Fall
2018-11-17 17:00 | 305.2211 | 205.8711 | 401.7887 | 1694.4306 | 1217.7959 | 0 | 56.9108 | 602.7697 | 281.3029 | 510.8411 | 1741.6208 | 0 | 6.136 | 0.0059586 | 0 | 2.2823 | 0 | 0 | 1693.9805 | 0 | 0 | 0 | 8720.9575 | 321 | 17 | Fall
2018-11-17 18:00 | 359.2943 | 170.6215 | 563.8856 | 1807.2195 | 1308.0198 | 0 | 71.4767 | 523.1421 | 386.0077 | 492.5379 | 1803.5482 | 0 | 4.6802 | 0.0059553 | 0 | 1.7409 | 0 | 0 | 1668.9257 | 0 | 0 | 0 | 9161.1061 | 321 | 18 | Fall
2018-11-17 19:00 | 407.5443 | 163.8246 | 717.3174 | 1785.2306 | 1320.1008 | 0 | 82.3741 | 472.8262 | 385.2142 | 467.8006 | 1709.4431 | 0 | 2.5795 | 0.0060782 | 0 | 0.95946 | 0 | 0 | 1703.0729 | 0 | 0 | 0 | 9218.2937 | 321 | 19 | Fall
2018-11-17 20:00 | 466.2094 | 155.0796 | 774.3064 | 1715.3141 | 1281.1747 | 0 | 96.058 | 433.2366 | 385.5904 | 426.4117 | 1699.4077 | 0 | 2.0204 | 0.0061393 | 0 | 0.75152 | 0 | 0 | 1721.0939 | 0 | 0 | 0 | 9156.6605 | 321 | 20 | Fall
2018-11-17 21:00 | 530.5512 | 150.5329 | 690.8004 | 1591.9709 | 1223.6609 | 0 | 103.1065 | 404.0586 | 382.351 | 375.0943 | 1680.8259 | 0 | 1.553 | 0.0061074 | 0 | 0.57766 | 0 | 0 | 1723.2416 | 0 | 0 | 0 | 8858.3311 | 321 | 21 | Fall
2018-11-17 22:00 | 591.4693 | 145.216 | 514.0162 | 1446.2707 | 1159.44 | 0 | 52.0564 | 352.3443 | 359.3392 | 323.9887 | 1637.0345 | 0 | 1.0257 | 0.0061825 | 0 | 0.38151 | 0 | 0 | 1689.5195 | 0 | 0 | 0 | 8272.1084 | 321 | 22 | Fall
2018-11-17 23:00 | 632.845 | 137.4373 | 357.4688 | 1155.0081 | 1005.5566 | 0 | 52.5579 | 323.6402 | 310.6487 | 260.524 | 1581.5595 | 0 | 0.7307 | 0.0060466 | 0 | 0.27179 | 0 | 0 | 1651.5122 | 0 | 0 | 0 | 7469.7668 | 321 | 23 | Fall
2018-11-18 | 680.8214 | 132.2728 | 147.8028 | 825.3283 | 916.575 | 0 | 53.056 | 298.1474 | 276.083 | 206.1979 | 1542.7824 | 0 | 0.98266 | 0.0082936 | 0 | 0.36551 | 0 | 0 | 1174.8635 | 0 | 0 | 0 | 6255.2868 | 322 | 0 | Fall
2018-11-18 01:00 | 739.6604 | 146.6786 | 89.3065 | 602.8502 | 883.749 | 0 | 48.1912 | 274.7779 | 254.282 | 178.8683 | 1415.5104 | 0 | 0.39197 | 0.0082955 | 0 | 0.1458 | 0 | 0 | 1167.0729 | 0 | 0 | 0 | 5801.4934 | 322 | 1 | Fall
2018-11-18 02:00 | 774.2888 | 146.2232 | 79.5596 | 474.9204 | 865.6899 | 0 | 43.9838 | 264.3125 | 246.2238 | 165.4965 | 1436.644 | 0 | 0.32838 | 0.0081765 | 0 | 0.12214 | 0 | 0 | 1094.2474 | 0 | 0 | 0 | 5592.0485 | 322 | 2 | Fall
2018-11-18 03:00 | 819.4738 | 149.3292 | 77.2904 | 418.2326 | 858.0377 | 0 | 46.0954 | 264.3941 | 241.1178 | 170.9938 | 1430.7921 | 0 | 0.23627 | 0.0081659 | 0 | 0.087884 | 0 | 0 | 1056.3243 | 0 | 0 | 0 | 5532.4135 | 322 | 3 | Fall
2018-11-18 04:00 | 854.3741 | 152.022 | 77.2904 | 425.6421 | 858.3325 | 0 | 48.6071 | 265.997 | 237.6324 | 185.1692 | 1387.7021 | 0 | 0.04545 | 0.0089675 | 0 | 0.016905 | 0 | 0 | 1059.2867 | 0 | 0 | 0 | 5552.1269 | 322 | 4 | Fall
2018-11-18 05:00 | 927.3158 | 160.6022 | 77.5416 | 474.2664 | 874.7784 | 0 | 52.3421 | 270.5463 | 242.2733 | 204.591 | 1354.8697 | 0 | 0.14134 | 0.0090192 | 0 | 0.052573 | 0 | 0 | 1071.138 | 0 | 0 | 0 | 5710.4677 | 322 | 5 | Fall
2018-11-18 06:00 | 1006.8314 | 176.0855 | 84.743 | 621.5952 | 895.7329 | 0 | 78.4277 | 305.9684 | 251.3872 | 235.0434 | 1320.1457 | 0 | 0.29222 | 0.0081274 | 0 | 0.10869 | 0 | 0 | 1043.128 | 0 | 0 | 0 | 6019.4974 | 322 | 6 | Fall
2018-11-18 07:00 | 1072.0561 | 198.6696 | 126.8863 | 917.4464 | 926.8108 | 0 | 195.3701 | 348.6124 | 237.8072 | 281.9632 | 1265.2003 | 0 | 0.51255 | 0.0082796 | 0 | 0.19065 | 0 | 0 | 1038.7379 | 0 | 0 | 0 | 6610.2719 | 322 | 7 | Fall
2018-11-18 08:00 | 1017.998 | 181.5265 | 200.4331 | 1246.564 | 991.3559 | 0 | 157.6327 | 365.6615 | 120.0635 | 313.6875 | 1235.8067 | 0 | 0.91924 | 0.0066386 | 0 | 0.34192 | 0 | 0 | 982.4974 | 0 | 0 | 0 | 6814.4945 | 322 | 8 | Fall
2018-11-18 09:00 | 826.0723 | 144.5488 | 270.0494 | 1516.9878 | 1076.3771 | 0 | 127.81 | 383.0852 | 137.9289 | 444.5639 | 1275.7444 | 0 | 1.5855 | 0.0065879 | 0 | 0.58973 | 0 | 0 | 957.6672 | 0 | 0 | 0 | 7163.0167 | 322 | 9 | Fall
2018-11-18 10:00 | 612.7299 | 107.8787 | 306.093 | 1611.3745 | 1125.2206 | 0 | 85.0803 | 425.5346 | 158.1587 | 486.0438 | 1293.7131 | 0 | 2.0769 | 0.0064235 | 0 | 0.77253 | 0 | 0 | 920.229 | 0 | 0 | 0 | 7134.9121 | 322 | 10 | Fall
2018-11-18 11:00 | 449.6247 | 97.0745 | 301.67 | 1626.4122 | 1131.7912 | 0 | 57.7323 | 461.0553 | 177.2739 | 511.0105 | 1309.5744 | 0 | 2.5951 | 0.0057203 | 0 | 0.96529 | 0 | 0 | 910.7181 | 0 | 0 | 0 | 7037.5033 | 322 | 11 | Fall
2018-11-18 12:00 | 339.4923 | 108.6072 | 278.4911 | 1640.5716 | 1134.96 | 0 | 41.8536 | 500.2881 | 191.8208 | 540.3318 | 1337.8689 | 0 | 3.308 | 0.0064054 | 0 | 1.2304 | 0 | 0 | 921.9598 | 0 | 0 | 0 | 7040.79 | 322 | 12 | Fall
2018-11-18 13:00 | 279.495 | 140.6441 | 264.7255 | 1576.3727 | 1142.605 | 0 | 33.9137 | 531.3079 | 200.512 | 562.6234 | 1390.8021 | 0 | 3.3993 | 0.0064058 | 0 | 1.2644 | 0 | 0 | 923.2176 | 0 | 0 | 0 | 7050.889 | 322 | 13 | Fall
2018-11-18 14:00 | 212.3007 | 172.7743 | 258.5628 | 1442.1926 | 1113.5901 | 0 | 31.0605 | 544.2832 | 204.1428 | 573.2312 | 1432.3599 | 0 | 3.4163 | 0.0057784 | 0 | 1.2707 | 0 | 0 | 897.0608 | 0 | 0 | 0 | 6886.2516 | 322 | 14 | Fall
2018-11-18 15:00 | 181.6935 | 186.4456 | 265.9991 | 1477.1069 | 1099.4029 | 0 | 29.7361 | 533.6404 | 202.0859 | 581.8442 | 1477.5118 | 0 | 3.7836 | 0.0066085 | 0 | 1.4073 | 0 | 0 | 926.7984 | 0 | 0 | 0 | 6967.4624 | 322 | 15 | Fall
2018-11-18 16:00 | 176.7238 | 179.5745 | 304.045 | 1509.8235 | 1141.6717 | 0 | 33.1314 | 509.9484 | 194.6806 | 580.0384 | 1516.5853 | 0 | 4.3005 | 0.0060742 | 0 | 1.5996 | 0 | 0 | 931.0883 | 0 | 0 | 0 | 7083.2171 | 322 | 16 | Fall
2018-11-18 17:00 | 203.7004 | 154.0794 | 397.3471 | 1696.3887 | 1217.4322 | 0 | 43.5656 | 476.2521 | 241.9965 | 488.3424 | 1545.832 | 0 | 3.991 | 0.0060887 | 0 | 1.4845 | 0 | 0 | 926.8047 | 0 | 0 | 0 | 7397.2228 | 322 | 17 | Fall
2018-11-18 18:00 | 251.8824 | 137.0177 | 559.6185 | 1808.9452 | 1308.4519 | 0 | 57.6167 | 432.0956 | 337.6425 | 475.1565 | 1571.18 | 0 | 4.9039 | 0.0069319 | 0 | 1.8241 | 0 | 0 | 968.0889 | 0 | 0 | 0 | 7914.4307 | 322 | 18 | Fall
2018-11-18 19:00 | 303.6189 | 137.5118 | 720.3827 | 1796.6553 | 1322.9837 | 0 | 72.6016 | 410.428 | 327.082 | 453.734 | 1583.9365 | 0 | 4.8364 | 0.0069817 | 0 | 1.7989 | 0 | 0 | 972.8901 | 0 | 0 | 0 | 8108.4669 | 322 | 19 | Fall
2018-11-18 20:00 | 357.9658 | 147.6441 | 776.9511 | 1749.4689 | 1282.2446 | 0 | 83.2684 | 389.2273 | 315.4817 | 418.1923 | 1561.8899 | 0 | 4.1338 | 0.0069777 | 0 | 1.5376 | 0 | 0 | 998.9039 | 0 | 0 | 0 | 8086.9162 | 322 | 20 | Fall
2018-11-18 21:00 | 422.9198 | 140.8116 | 690.8284 | 1629.995 | 1223.9112 | 0 | 89.6751 | 369.5105 | 303.6159 | 368.226 | 1527.7768 | 0 | 3.4596 | 0.008395 | 0 | 1.2868 | 0 | 0 | 1006.1184 | 0 | 0 | 0 | 7778.1434 | 322 | 21 | Fall
2018-11-18 22:00 | 487.8046 | 141.399 | 513.4588 | 1493.5477 | 1158.7076 | 0 | 43.1224 | 336.3994 | 292.2346 | 324.7897 | 1478.6656 | 0 | 2.7471 | 0.0085439 | 0 | 1.0218 | 0 | 0 | 1063.2422 | 0 | 0 | 0 | 7337.149 | 322 | 22 | Fall
2018-11-18 23:00 | 560.434 | 141.3844 | 359.4071 | 1224.3434 | 1005.9558 | 0 | 47.2593 | 323.6655 | 280.3088 | 262.159 | 1425.497 | 0 | 1.8523 | 0.0082353 | 0 | 0.68899 | 0 | 0 | 1126.8664 | 0 | 0 | 0 | 6759.8303 | 322 | 23 | Fall
2018-11-19 | 631.2675 | 142.2279 | 147.2992 | 838.7143 | 916.5021 | 0 | 55.517 | 310.1598 | 267.4478 | 212.1909 | 1387.8625 | 0 | 0.98732 | 0.0082386 | 0 | 0.36724 | 0 | 0 | 1179.8204 | 0 | 0 | 0 | 6090.3722 | 323 | 0 | Fall
2018-11-19 01:00 | 683.349 | 142.7815 | 89.0355 | 577.4827 | 883.5648 | 0 | 57.3115 | 269.5836 | 279.5629 | 197.2176 | 1506.0013 | 0 | 0.39337 | 0.0081783 | 0 | 0.14632 | 0 | 0 | 1171.8073 | 0 | 0 | 0 | 5858.2454 | 323 | 1 | Fall
2018-11-19 02:00 | 714.8486 | 144.1089 | 79.4287 | 481.2094 | 865.4732 | 0 | 51.259 | 251.5472 | 269.2644 | 171.8741 | 1478.6727 | 0 | 0.33131 | 0.0088059 | 0 | 0.12323 | 0 | 0 | 1103.9699 | 0 | 0 | 0 | 5612.1195 | 323 | 2 | Fall
2018-11-19 03:00 | 781.3837 | 149.3823 | 77.3023 | 422.909 | 858.0007 | 0 | 56.6671 | 254.7759 | 266.4136 | 164.4144 | 1445.5497 | 0 | 0.23817 | 0.0088146 | 0 | 0.088591 | 0 | 0 | 1063.5637 | 0 | 0 | 0 | 5540.6979 | 323 | 3 | Fall
2018-11-19 04:00 | 861.2761 | 159.0414 | 77.3023 | 465.0302 | 858.3132 | 0 | 65.3813 | 268.6228 | 267.6611 | 166.1491 | 1409.3309 | 0 | 0.045566 | 0.0089357 | 0 | 0.016949 | 0 | 0 | 1065.5943 | 0 | 0 | 0 | 5663.7742 | 323 | 4 | Fall
2018-11-19 05:00 | 958.5631 | 172.3997 | 77.6186 | 616.4411 | 875.3882 | 0 | 81.6026 | 296.5314 | 278.4037 | 197.3824 | 1411.4274 | 0 | 0.14299 | 0.0090706 | 0 | 0.053188 | 0 | 0 | 1082.0895 | 0 | 0 | 0 | 6048.053 | 323 | 5 | Fall
2018-11-19 06:00 | 1032.0337 | 179.5109 | 89.6503 | 1007.2773 | 899.9325 | 0 | 112.0306 | 367.6943 | 308.5144 | 251.4488 | 1470.7989 | 0 | 0.29588 | 0.0081981 | 0 | 0.11005 | 0 | 0 | 1055.2739 | 0 | 0 | 0 | 6774.5797 | 323 | 6 | Fall
2018-11-19 07:00 | 1089.5111 | 186.3707 | 182.0626 | 1304.2963 | 955.7289 | 0 | 236.9271 | 478.7865 | 339.9405 | 328.8487 | 1780.4513 | 0 | 0.51716 | 0.0084187 | 0 | 0.19236 | 0 | 0 | 1046.8801 | 0 | 0 | 0 | 7930.5218 | 323 | 7 | Fall
2018-11-19 08:00 | 1059.0528 | 185.4665 | 252.117 | 1370.0786 | 1028.0725 | 0 | 215.2343 | 578.0407 | 281.89 | 449.4696 | 2019.3027 | 0 | 0.92162 | 0.0067919 | 0 | 0.3428 | 0 | 0 | 984.8134 | 0 | 0 | 0 | 8424.8093 | 323 | 8 | Fall
2018-11-19 09:00 | 902.1468 | 174.0554 | 255.164 | 1382.1944 | 1068.9364 | 0 | 168.2779 | 655.0358 | 373.0294 | 677.3024 | 2261.935 | 0 | 1.5767 | 0.0066758 | 0 | 0.58648 | 0 | 0 | 952.3656 | 0 | 0 | 0 | 8872.613 | 323 | 9 | Fall
2018-11-19 10:00 | 722.2652 | 157.8575 | 249.2365 | 1414 | 1092.0732 | 0 | 119.6122 | 729.0793 | 427.8536 | 780.4109 | 2474.5644 | 0 | 2.0552 | 0.0057903 | 0 | 0.76443 | 0 | 0 | 910.4461 | 0 | 0 | 0 | 9080.2245 | 323 | 10 | Fall
2018-11-19 11:00 | 572.3969 | 136.3881 | 236.0767 | 1490.9228 | 1091.9978 | 0 | 80.7572 | 809.4962 | 455.0172 | 836.2217 | 2638.6234 | 0 | 2.5756 | 0.0058049 | 0 | 0.95801 | 0 | 0 | 903.3659 | 0 | 0 | 0 | 9254.8033 | 323 | 11 | Fall
2018-11-19 12:00 | 476.3692 | 160.3544 | 218.2419 | 1423.3476 | 1093.2481 | 0 | 54.336 | 878.5666 | 462.3411 | 856.5758 | 2689.9497 | 0 | 3.3042 | 0.0058069 | 0 | 1.229 | 0 | 0 | 920.2483 | 0 | 0 | 0 | 9238.1178 | 323 | 12 | Fall
2018-11-19 13:00 | 408.9952 | 214.9462 | 209.8331 | 1319.4136 | 1100.7907 | 0 | 41.0326 | 925.4292 | 458.7746 | 848.011 | 2668.8794 | 0 | 3.4225 | 0.0058424 | 0 | 1.273 | 0 | 0 | 929.1167 | 0 | 0 | 0 | 9129.9237 | 323 | 13 | Fall
2018-11-19 14:00 | 336.2636 | 291.2351 | 203.61 | 1223.6769 | 1071.0292 | 0 | 35.5493 | 929.8619 | 445.1313 | 808.7657 | 2591.4688 | 0 | 3.4252 | 0.0058666 | 0 | 1.274 | 0 | 0 | 898.9713 | 0 | 0 | 0 | 8840.2681 | 323 | 14 | Fall
2018-11-19 15:00 | 310.2554 | 334.5074 | 206.9544 | 1233.1111 | 1057.7784 | 0 | 34.7933 | 884.1127 | 418.8248 | 769.1028 | 2459.3874 | 0 | 3.8003 | 0.0066506 | 0 | 1.4135 | 0 | 0 | 930.4425 | 0 | 0 | 0 | 8644.4907 | 323 | 15 | Fall
2018-11-19 16:00 | 304.5607 | 333.5682 | 246.2739 | 1337.4896 | 1097.576 | 0 | 38.9665 | 818.1022 | 385.6986 | 736.0855 | 2331.3537 | 0 | 4.4056 | 0.0062643 | 0 | 1.6387 | 0 | 0 | 953.2388 | 0 | 0 | 0 | 8588.9641 | 323 | 16 | Fall
2018-11-19 17:00 | 332.6375 | 276.3203 | 341.6836 | 1595.4859 | 1177.4597 | 0 | 49.6028 | 704.1717 | 409.6887 | 585.5984 | 2232.2851 | 0 | 4.0953 | 0.0062612 | 0 | 1.5233 | 0 | 0 | 950.3796 | 0 | 0 | 0 | 8660.938 | 323 | 17 | Fall
2018-11-19 18:00 | 372.6913 | 229.6914 | 511.6508 | 1745.6415 | 1274.4403 | 0 | 61.6453 | 588.1858 | 483.206 | 564.6111 | 2151.4078 | 0 | 5.0124 | 0.0070207 | 0 | 1.8644 | 0 | 0 | 989.4049 | 0 | 0 | 0 | 8979.4601 | 323 | 18 | Fall
2018-11-19 19:00 | 406.3962 | 201.7908 | 679.8903 | 1750.3419 | 1297.2572 | 0 | 70.7135 | 517.0063 | 456.7224 | 542.7376 | 1943.3843 | 0 | 4.9464 | 0.0070261 | 0 | 1.8399 | 0 | 0 | 994.563 | 0 | 0 | 0 | 8867.5967 | 323 | 19 | Fall
2018-11-19 20:00 | 447.2605 | 181.07 | 737.2057 | 1715.8219 | 1261.763 | 0 | 73.983 | 446.8221 | 434.12 | 506.6722 | 1848.5741 | 0 | 4.1877 | 0.0070479 | 0 | 1.5577 | 0 | 0 | 1011.1813 | 0 | 0 | 0 | 8670.2262 | 323 | 20 | Fall
2018-11-19 21:00 | 512.5536 | 170.9096 | 664.5169 | 1676.2996 | 1210.8647 | 0 | 75.7649 | 382.1825 | 416.4657 | 416.4803 | 1750.6585 | 0 | 3.4846 | 0.0084704 | 0 | 1.2961 | 0 | 0 | 1012.477 | 0 | 0 | 0 | 8293.9624 | 323 | 21 | Fall
2018-11-19 22:00 | 595.0637 | 150.1617 | 491.1729 | 1548.9341 | 1145.3448 | 0 | 39.0182 | 332.2386 | 384.8617 | 331.514 | 1662.7357 | 0 | 2.7103 | 0.0084009 | 0 | 1.0081 | 0 | 0 | 1048.9279 | 0 | 0 | 0 | 7733.7001 | 323 | 22 | Fall
2018-11-19 23:00 | 673.5517 | 152.8597 | 324.5819 | 1189.2494 | 990.7925 | 0 | 41.8474 | 305.6739 | 331.3201 | 273.6433 | 1607.0486 | 0 | 1.8427 | 0.008174 | 0 | 0.68541 | 0 | 0 | 1120.798 | 0 | 0 | 0 | 7013.9026 | 323 | 23 | Fall
2018-11-20 | 750.1778 | 154.669 | 133.9948 | 845.1869 | 907.4184 | 0 | 48.1211 | 292.503 | 297.0778 | 235.253 | 1570.8808 | 0 | 0.37862 | 0.0058783 | 0 | 0.14083 | 0 | 0 | 1525.4038 | 0 | 0 | 0 | 6761.2117 | 324 | 0 | Winter
2018-11-20 01:00 | 798.463 | 160.2973 | 86.1302 | 584.1845 | 879.6922 | 0 | 51.0215 | 257.4145 | 279.5629 | 196.6592 | 1506.0013 | 0 | 0.24017 | 0.0059121 | 0 | 0.089333 | 0 | 0 | 1514.5137 | 0 | 0 | 0 | 6314.2756 | 324 | 1 | Winter
2018-11-20 02:00 | 843.3583 | 178.0107 | 78.8299 | 468.0888 | 864.3376 | 0 | 45.8702 | 241.3794 | 269.2644 | 172.426 | 1478.6727 | 0 | 0.11222 | 0.00584 | 0 | 0.041742 | 0 | 0 | 1525.3276 | 0 | 0 | 0 | 6165.7255 | 324 | 2 | Winter
2018-11-20 03:00 | 942.6769 | 181.9227 | 77.3023 | 428.936 | 857.6706 | 0 | 54.3461 | 248.8727 | 266.4136 | 164.184 | 1445.5497 | 0 | 0.14405 | 0.0058717 | 0 | 0.053581 | 0 | 0 | 1509.1283 | 0 | 0 | 0 | 6177.2065 | 324 | 3 | Winter
2018-11-20 04:00 | 997.5584 | 192.188 | 77.3023 | 468.2367 | 858.3118 | 0 | 60.9392 | 262.7813 | 267.6611 | 167.3464 | 1409.3309 | 0 | 0.079176 | 0.0059985 | 0 | 0.02945 | 0 | 0 | 1550.1319 | 0 | 0 | 0 | 6311.9026 | 324 | 4 | Winter
2018-11-20 05:00 | 1079.3865 | 202.1035 | 77.622 | 613.8847 | 875.3933 | 0 | 73.7343 | 290.9533 | 278.4037 | 198.6776 | 1411.4274 | 0 | 0.33067 | 0.0061597 | 0 | 0.123 | 0 | 0 | 1666.2201 | 0 | 0 | 0 | 6768.2664 | 324 | 5 | Winter
2018-11-20 06:00 | 1155.5989 | 210.3555 | 90.0456 | 1008.7299 | 900.2723 | 0 | 108.9285 | 359.9386 | 308.5144 | 250.2478 | 1470.7989 | 0 | 0.84341 | 0.0059583 | 0 | 0.31371 | 0 | 0 | 1638.8445 | 0 | 0 | 0 | 7503.4381 | 324 | 6 | Winter
2018-11-20 07:00 | 1209.9278 | 212.1371 | 182.8861 | 1342.6741 | 956.2699 | 0 | 237.9784 | 466.4378 | 342.0459 | 330.5776 | 1780.4513 | 0 | 1.5707 | 0.0057282 | 0 | 0.58422 | 0 | 0 | 1722.2064 | 0 | 0 | 0 | 8785.7529 | 324 | 7 | Winter
2018-11-20 08:00 | 1174.2347 | 194.0825 | 250.5896 | 1380.4386 | 1027.7527 | 0 | 211.8849 | 559.5163 | 281.89 | 449.361 | 2019.3027 | 0 | 1.7057 | 0.0056463 | 0 | 0.63445 | 0 | 0 | 1796.9277 | 0 | 0 | 0 | 9348.3266 | 324 | 8 | Winter
2018-11-20 09:00 | 1042.3388 | 178.4796 | 254.3229 | 1383.3896 | 1067.8683 | 0 | 163.5856 | 621.4514 | 373.0294 | 679.1299 | 2261.935 | 0 | 1.5452 | 0.0056498 | 0 | 0.57475 | 0 | 0 | 1822.0882 | 0 | 0 | 0 | 9849.7443 | 324 | 9 | Winter
2018-11-20 10:00 | 864.5742 | 149.6962 | 249.1997 | 1463.2731 | 1091.6964 | 0 | 112.6541 | 682.8886 | 427.8536 | 781.2213 | 2474.5644 | 0 | 1.7293 | 0.0049478 | 0 | 0.64323 | 0 | 0 | 1793.2875 | 0 | 0 | 0 | 10093.2865 | 324 | 10 | Winter
2018-11-20 11:00 | 702.0938 | 116.2004 | 235.3805 | 1489.0834 | 1091.4212 | 0 | 76.5974 | 744.204 | 455.0172 | 836.6679 | 2638.6234 | 0 | 2.1035 | 0.0049321 | 0 | 0.7824 | 0 | 0 | 1796.6557 | 0 | 0 | 0 | 10184.8355 | 324 | 11 | Winter
2018-11-20 12:00 | 578.4227 | 105.0532 | 217.6231 | 1438.0387 | 1092.7787 | 0 | 53.2028 | 787.094 | 462.3411 | 858.0228 | 2689.9497 | 0 | 2.392 | 0.0049406 | 0 | 0.88972 | 0 | 0 | 1801.1468 | 0 | 0 | 0 | 10086.9603 | 324 | 12 | Winter
2018-11-20 13:00 | 481.5425 | 102.1363 | 207.461 | 1301.5672 | 1100.5588 | 0 | 38.1382 | 811.9585 | 458.7746 | 847.6315 | 2668.8794 | 0 | 2.4285 | 0.0056363 | 0 | 0.90329 | 0 | 0 | 1805.9139 | 0 | 0 | 0 | 9827.8992 | 324 | 13 | Winter
2018-11-20 14:00 | 376.9317 | 107.6632 | 199.5992 | 1216.6041 | 1068.9347 | 0 | 31.5111 | 819.2808 | 445.1313 | 809.1687 | 2591.4688 | 0 | 2.7386 | 0.005606 | 0 | 1.0186 | 0 | 0 | 1785.6736 | 0 | 0 | 0 | 9455.7302 | 324 | 14 | Winter
2018-11-20 15:00 | 332.1784 | 121.6471 | 204.6062 | 1203.1069 | 1056.498 | 0 | 28.8423 | 798.1971 | 418.8248 | 767.4428 | 2459.3874 | 0 | 3.7972 | 0.0057278 | 0 | 1.4124 | 0 | 0 | 1783.5826 | 0 | 0 | 0 | 9179.5289 | 324 | 15 | Winter
2018-11-20 16:00 | 314.3226 | 121.3428 | 242.7614 | 1338.5652 | 1096.3533 | 0 | 29.9218 | 745.6116 | 385.6986 | 736.4906 | 2331.3537 | 0 | 5.18 | 0.0060102 | 0 | 1.9268 | 0 | 0 | 1785.9065 | 0 | 0 | 0 | 9135.4407 | 324 | 16 | Winter
2018-11-20 17:00 | 322.8767 | 113.9201 | 337.887 | 1606.4483 | 1175.973 | 0 | 35.7016 | 666.123 | 409.6887 | 586.4209 | 2232.2851 | 0 | 6.3073 | 0.0059814 | 0 | 2.3461 | 0 | 0 | 1740.7478 | 0 | 0 | 0 | 9236.7315 | 324 | 17 | Winter
2018-11-20 18:00 | 345.0742 | 117.4297 | 511.9499 | 1792.9991 | 1275.17 | 0 | 45.4962 | 582.9836 | 483.206 | 563.4419 | 2151.4078 | 0 | 4.8024 | 0.0059549 | 0 | 1.7863 | 0 | 0 | 1711.8566 | 0 | 0 | 0 | 9587.6096 | 324 | 18 | Winter
2018-11-20 19:00 | 365.693 | 124.8442 | 682.5678 | 1775.7476 | 1297.9914 | 0 | 54.6607 | 527.5465 | 456.7224 | 544.5392 | 1943.3843 | 0 | 2.638 | 0.0060421 | 0 | 0.98123 | 0 | 0 | 1740.8584 | 0 | 0 | 0 | 9518.1809 | 324 | 19 | Winter
2018-11-20 20:00 | 394.1715 | 126.389 | 741.3457 | 1699.8109 | 1261.0519 | 0 | 57.784 | 458.5204 | 434.12 | 508.3492 | 1848.5741 | 0 | 2.0407 | 0.0059385 | 0 | 0.75907 | 0 | 0 | 1737.2365 | 0 | 0 | 0 | 9270.159 | 324 | 20 | Winter
2018-11-20 21:00 | 464.9982 | 137.8807 | 665.0859 | 1603.2337 | 1208.7572 | 0 | 61.3801 | 388.2847 | 416.4657 | 416.4708 | 1750.6585 | 0 | 1.5323 | 0.0058292 | 0 | 0.56995 | 0 | 0 | 1699.8237 | 0 | 0 | 0 | 8815.1471 | 324 | 21 | Winter
2018-11-20 22:00 | 526.1732 | 139.0507 | 492.8722 | 1474.0582 | 1144.072 | 0 | 30.9741 | 341.6515 | 384.8617 | 332.6013 | 1662.7357 | 0 | 0.99248 | 0.0057496 | 0 | 0.36916 | 0 | 0 | 1634.7779 | 0 | 0 | 0 | 8165.1959 | 324 | 22 | Winter
2018-11-20 23:00 | 588.0356 | 139.7165 | 320.1368 | 1205.0292 | 988.4384 | 0 | 30.978 | 315.6361 | 331.3201 | 274.5843 | 1607.0486 | 0 | 0.70266 | 0.0056531 | 0 | 0.26136 | 0 | 0 | 1588.5678 | 0 | 0 | 0 | 7390.4612 | 324 | 23 | Winter
2018-11-21 | 701.5129 | 151.7764 | 135.1711 | 858.7579 | 907.9383 | 0 | 39.0039 | 302.277 | 297.0778 | 235.5811 | 1570.8808 | 0 | 0.38555 | 0.0062709 | 0 | 0.14341 | 0 | 0 | 1553.3852 | 0 | 0 | 0 | 6753.8975 | 325 | 0 | Winter
2018-11-21 01:00 | 786.0925 | 167.224 | 85.9308 | 580.3968 | 879.698 | 0 | 47.2977 | 265.7676 | 280.4149 | 195.8363 | 1504.9675 | 0 | 0.24443 | 0.0061801 | 0 | 0.090918 | 0 | 0 | 1538.95 | 0 | 0 | 0 | 6332.9175 | 325 | 1 | Winter
2018-11-21 02:00 | 853.1465 | 171.9879 | 78.7979 | 473.5432 | 864.254 | 0 | 47.1564 | 247.6104 | 269.5307 | 173.8103 | 1478.1194 | 0 | 0.11336 | 0.0061308 | 0 | 0.042166 | 0 | 0 | 1545.8751 | 0 | 0 | 0 | 6203.9935 | 325 | 2 | Winter
2018-11-21 03:00 | 948.7898 | 177.5145 | 77.3023 | 422.5323 | 857.6716 | 0 | 54.9897 | 255.5988 | 266.5492 | 165.3855 | 1447.265 | 0 | 0.14713 | 0.0062589 | 0 | 0.054725 | 0 | 0 | 1541.4728 | 0 | 0 | 0 | 6215.2795 | 325 | 3 | Winter
2018-11-21 04:00 | 1009.2257 | 181.2693 | 77.3023 | 479.9033 | 858.2983 | 0 | 64.2351 | 268.4284 | 267.6032 | 166.3115 | 1413.0391 | 0 | 0.080435 | 0.0064243 | 0 | 0.029918 | 0 | 0 | 1582.7225 | 0 | 0 | 0 | 6368.4556 | 325 | 4 | Winter
2018-11-21 05:00 | 1084.1627 | 184.8089 | 77.6403 | 633.9004 | 875.5302 | 0 | 73.95 | 296.2415 | 278.1847 | 198.7459 | 1415.1073 | 0 | 0.3361 | 0.0065749 | 0 | 0.12501 | 0 | 0 | 1692.1251 | 0 | 0 | 0 | 6810.8646 | 325 | 5 | Winter
2018-11-21 06:00 | 1149.4811 | 191.0295 | 91.1044 | 998.6926 | 900.6269 | 0 | 103.7682 | 368.6103 | 307.9248 | 251.5843 | 1475.7673 | 0 | 0.85867 | 0.0057713 | 0 | 0.31939 | 0 | 0 | 1668.0902 | 0 | 0 | 0 | 7507.8636 | 325 | 6 | Winter
2018-11-21 07:00 | 1185.2307 | 196.0545 | 184.2139 | 1294.7969 | 955.88 | 0 | 216.2211 | 479.716 | 340.987 | 331.2192 | 1785.7752 | 0 | 1.5736 | 0.0054481 | 0 | 0.58533 | 0 | 0 | 1724.7761 | 0 | 0 | 0 | 8697.0351 | 325 | 7 | Winter
2018-11-21 08:00 | 1144.7397 | 189.5889 | 251.3385 | 1392.6061 | 1027.659 | 0 | 191.0048 | 572.7322 | 278.671 | 451.4032 | 2023.3511 | 0 | 1.7038 | 0.0055485 | 0 | 0.63376 | 0 | 0 | 1793.9297 | 0 | 0 | 0 | 9319.3674 | 325 | 8 | Winter
2018-11-21 09:00 | 1006.355 | 172.0948 | 255.8848 | 1433.76 | 1069.4411 | 0 | 150.2439 | 636.4161 | 369.4996 | 681.412 | 2264.4618 | 0 | 1.5354 | 0.0055959 | 0 | 0.57112 | 0 | 0 | 1810.9219 | 0 | 0 | 0 | 9852.603 | 325 | 9 | Winter
2018-11-21 10:00 | 874.0395 | 142.9686 | 248.2558 | 1476.9604 | 1091.2861 | 0 | 116.8356 | 698.0009 | 426.6044 | 782.1895 | 2475.1843 | 0 | 1.7061 | 0.0055266 | 0 | 0.63461 | 0 | 0 | 1769.1678 | 0 | 0 | 0 | 10103.8391 | 325 | 10 | Winter
2018-11-21 11:00 | 750.4611 | 128.0172 | 236.5102 | 1522.8507 | 1092.1955 | 0 | 91.6291 | 751.5018 | 454.7504 | 840.1312 | 2637.8932 | 0 | 2.0697 | 0.0048349 | 0 | 0.76985 | 0 | 0 | 1767.7574 | 0 | 0 | 0 | 10276.542 | 325 | 11 | Winter
2018-11-21 12:00 | 644.205 | 121.2113 | 217.8578 | 1455.203 | 1093.7625 | 0 | 70.3742 | 781.251 | 462.2977 | 859.0536 | 2687.0461 | 0 | 2.3614 | 0.0049261 | 0 | 0.87833 | 0 | 0 | 1777.6844 | 0 | 0 | 0 | 10173.1911 | 325 | 12 | Winter
2018-11-21 13:00 | 550.1679 | 125.9675 | 208.0491 | 1332.5807 | 1101.3151 | 0 | 54.7289 | 798.5955 | 458.7655 | 848.9775 | 2665.3095 | 0 | 2.4037 | 0.0049685 | 0 | 0.89406 | 0 | 0 | 1787.5645 | 0 | 0 | 0 | 9935.3245 | 325 | 13 | Winter
2018-11-21 14:00 | 433.5613 | 123.9518 | 200.0184 | 1236.068 | 1069.9669 | 0 | 46.8772 | 796.4038 | 445.1259 | 810.6857 | 2588.0229 | 0 | 2.6949 | 0.0055435 | 0 | 1.0024 | 0 | 0 | 1756.9143 | 0 | 0 | 0 | 9511.299 | 325 | 14 | Winter
2018-11-21 15:00 | 381.6254 | 128.4984 | 207.3187 | 1226.4559 | 1058.5012 | 0 | 45.036 | 770.4553 | 418.8259 | 768.7249 | 2455.1169 | 0 | 3.7207 | 0.0056353 | 0 | 1.3839 | 0 | 0 | 1747.548 | 0 | 0 | 0 | 9213.2168 | 325 | 15 | Winter
2018-11-21 16:00 | 371.6497 | 127.5485 | 247.3516 | 1358.5543 | 1099.1246 | 0 | 48.5582 | 710.8889 | 385.6988 | 739.1653 | 2324.7236 | 0 | 5.0586 | 0.00584 | 0 | 1.8816 | 0 | 0 | 1743.9902 | 0 | 0 | 0 | 9164.1996 | 325 | 16 | Winter
2018-11-21 17:00 | 416.0321 | 124.4943 | 341.2262 | 1568.3656 | 1178.2455 | 0 | 59.1064 | 632.8426 | 409.6894 | 585.5918 | 2227.1223 | 0 | 6.163 | 0.0059276 | 0 | 2.2924 | 0 | 0 | 1700.7234 | 0 | 0 | 0 | 9251.9008 | 325 | 17 | Winter
2018-11-21 18:00 | 465.1498 | 130.8294 | 508.2601 | 1748.3477 | 1273.9442 | 0 | 72.512 | 553.6815 | 483.1915 | 563.8357 | 2146.2553 | 0 | 4.7606 | 0.0059554 | 0 | 1.7707 | 0 | 0 | 1697.0922 | 0 | 0 | 0 | 9649.6366 | 325 | 18 | Winter
2018-11-21 19:00 | 512.381 | 144.4507 | 681.7332 | 1787.5851 | 1298.3413 | 0 | 84.1591 | 499.6326 | 456.7091 | 544.9023 | 1940.5028 | 0 | 2.6136 | 0.0060145 | 0 | 0.97215 | 0 | 0 | 1724.5735 | 0 | 0 | 0 | 9678.5625 | 325 | 19 | Winter
2018-11-21 20:00 | 570.3614 | 148.7528 | 742.0368 | 1722.8462 | 1263.7095 | 0 | 91.0788 | 440.7771 | 434.1447 | 508.9975 | 1848.2312 | 0 | 2.017 | 0.0059337 | 0 | 0.75023 | 0 | 0 | 1716.6174 | 0 | 0 | 0 | 9490.3265 | 325 | 20 | Winter
2018-11-21 21:00 | 641.2974 | 157.0415 | 662.93 | 1581.0852 | 1210.1959 | 0 | 92.6589 | 383.1464 | 417.1344 | 416.3113 | 1751.6789 | 0 | 1.5316 | 0.0058819 | 0 | 0.5697 | 0 | 0 | 1699.2187 | 0 | 0 | 0 | 9014.8057 | 325 | 21 | Winter
2018-11-21 22:00 | 715.1876 | 165.2855 | 489.6229 | 1496.5552 | 1142.4041 | 0 | 46.6851 | 340.8946 | 387.699 | 332.4166 | 1664.9398 | 0 | 1.003 | 0.0057997 | 0 | 0.37308 | 0 | 0 | 1652.1052 | 0 | 0 | 0 | 8435.1775 | 325 | 22 | Winter
2018-11-21 23:00 | 798.0302 | 169.8425 | 322.8384 | 1165.8125 | 988.6984 | 0 | 52.8215 | 315.4087 | 335.0447 | 274.898 | 1608.5537 | 0 | 0.72354 | 0.0057542 | 0 | 0.26913 | 0 | 0 | 1636.4623 | 0 | 0 | 0 | 7669.4092 | 325 | 23 | Winter
2018-11-22 | 890.5037 | 178.5261 | 135.2696 | 810.1955 | 907.66 | 0 | 58.6254 | 300.1737 | 299.0849 | 236.8441 | 1571.5875 | 0 | 0.39304 | 0.00641 | 0 | 0.14619 | 0 | 0 | 1583.6691 | 0 | 0 | 0 | 6972.6853 | 326 | 0 | Winter
2018-11-22 01:00 | 957.284 | 187.7954 | 86.0132 | 596.9968 | 879.6279 | 0 | 63.1701 | 265.1049 | 280.017 | 195.9432 | 1499.5401 | 0 | 0.24675 | 0.0063725 | 0 | 0.091782 | 0 | 0 | 1555.9549 | 0 | 0 | 0 | 6567.7923 | 326 | 1 | Winter
2018-11-22 02:00 | 1017.9484 | 193.8637 | 78.8444 | 475.2807 | 864.2629 | 0 | 62.7514 | 250.0538 | 269.4249 | 173.7056 | 1473.6582 | 0 | 0.11482 | 0.0062944 | 0 | 0.042708 | 0 | 0 | 1569.6213 | 0 | 0 | 0 | 6429.5791 | 326 | 2 | Winter
2018-11-22 03:00 | 1127.3166 | 203.9467 | 77.3023 | 430.3903 | 857.7214 | 0 | 74.03 | 256.1236 | 266.4829 | 165.5242 | 1441.8265 | 0 | 0.14866 | 0.0063806 | 0 | 0.055297 | 0 | 0 | 1555.6291 | 0 | 0 | 0 | 6456.5038 | 326 | 3 | Winter
2018-11-22 04:00 | 1230.4054 | 215.0453 | 77.3023 | 464.2444 | 858.3118 | 0 | 85.965 | 272.1657 | 267.659 | 167.1832 | 1406.1974 | 0 | 0.081333 | 0.0065394 | 0 | 0.030252 | 0 | 0 | 1596.3003 | 0 | 0 | 0 | 6640.8979 | 326 | 4 | Winter
2018-11-22 05:00 | 1352.3746 | 227.2099 | 77.6318 | 641.779 | 875.5161 | 0 | 102.7102 | 296.845 | 278.3421 | 197.876 | 1407.3925 | 0 | 0.33397 | 0.0059226 | 0 | 0.12422 | 0 | 0 | 1679.7072 | 0 | 0 | 0 | 7137.8483 | 326 | 5 | Winter
2018-11-22 06:00 | 1463.2075 | 240.1584 | 91.0737 | 1005.2189 | 900.5488 | 0 | 146.0432 | 365.6246 | 308.3715 | 252.8689 | 1467.7547 | 0 | 0.84968 | 0.0058465 | 0 | 0.31605 | 0 | 0 | 1650.7483 | 0 | 0 | 0 | 7892.79 | 326 | 6 | Winter
2018-11-22 07:00 | 1537.9967 | 249.8904 | 182.9592 | 1359.8797 | 956.1472 | 0 | 288.3327 | 467.5194 | 343.0462 | 329.8387 | 1778.674 | 0 | 1.5875 | 0.0056606 | 0 | 0.59049 | 0 | 0 | 1739.6303 | 0 | 0 | 0 | 9236.0981 | 326 | 7 | Winter
2018-11-22 08:00 | 1533.6931 | 249.6186 | 252.6851 | 1421.7839 | 1030.3546 | 0 | 265.2096 | 552.0892 | 282.5271 | 451.029 | 2016.6886 | 0 | 1.7273 | 0.0056637 | 0 | 0.6425 | 0 | 0 | 1818.7277 | 0 | 0 | 0 | 9876.7819 | 326 | 8 | Winter
2018-11-22 09:00 | 1415.3987 | 234.0588 | 258.658 | 1435.4191 | 1071.2165 | 0 | 229.6715 | 605.5428 | 372.73 | 682.3033 | 2256.4833 | 0 | 1.5609 | 0.0056531 | 0 | 0.58058 | 0 | 0 | 1840.0995 | 0 | 0 | 0 | 10403.7286 | 326 | 9 | Winter
2018-11-22 10:00 | 1288.02 | 226.1641 | 253.1627 | 1510.352 | 1094.9167 | 0 | 187.5016 | 657.3591 | 427.6349 | 782.6349 | 2463.3942 | 0 | 1.7329 | 0.0055889 | 0 | 0.64457 | 0 | 0 | 1796.9833 | 0 | 0 | 0 | 10690.5064 | 326 | 10 | Winter
2018-11-22 11:00 | 1153.141 | 208.8118 | 236.4134 | 1516.2558 | 1094.3052 | 0 | 156.126 | 695.9232 | 454.9038 | 840.447 | 2618.467 | 0 | 2.0856 | 0.0048816 | 0 | 0.77574 | 0 | 0 | 1781.3133 | 0 | 0 | 0 | 10758.9736 | 326 | 11 | Winter
2018-11-22 12:00 | 1036.5021 | 196.3266 | 219.3581 | 1434.4749 | 1095.8994 | 0 | 133.3473 | 719.355 | 462.3097 | 860.9696 | 2658.9508 | 0 | 2.3706 | 0.0048883 | 0 | 0.88176 | 0 | 0 | 1784.8371 | 0 | 0 | 0 | 10605.5878 | 326 | 12 | Winter
2018-11-22 13:00 | 948.8586 | 185.1119 | 208.7526 | 1359.4699 | 1103.3536 | 0 | 115.8364 | 728.2383 | 458.7695 | 848.6153 | 2631.5844 | 0 | 2.3933 | 0.005557 | 0 | 0.8902 | 0 | 0 | 1779.8028 | 0 | 0 | 0 | 10371.6822 | 326 | 13 | Winter
2018-11-22 14:00 | 842.89 | 169.6823 | 202.8305 | 1288.4745 | 1072.3918 | 0 | 106.2201 | 722.4214 | 445.1295 | 811.4889 | 2553.3824 | 0 | 2.6918 | 0.0055367 | 0 | 1.0013 | 0 | 0 | 1754.7909 | 0 | 0 | 0 | 9973.401 | 326 | 14 | Winter
2018-11-22 15:00 | 785.2638 | 168.0113 | 206.6854 | 1264.9003 | 1058.1863 | 0 | 100.7714 | 700.4566 | 418.8265 | 769.5623 | 2425.6575 | 0 | 3.6869 | 0.005591 | 0 | 1.3714 | 0 | 0 | 1731.8313 | 0 | 0 | 0 | 9635.2167 | 326 | 15 | Winter
2018-11-22 16:00 | 781.2927 | 180.7401 | 244.4042 | 1378.1484 | 1097.1421 | 0 | 106.5358 | 659.123 | 385.699 | 737.5833 | 2306.359 | 0 | 4.9848 | 0.0057828 | 0 | 1.8541 | 0 | 0 | 1718.485 | 0 | 0 | 0 | 9602.3574 | 326 | 16 | Winter
2018-11-22 17:00 | 852.9627 | 186.3768 | 336.844 | 1580.2499 | 1174.2446 | 0 | 121.6956 | 594.3572 | 410.5113 | 586.2712 | 2219.7454 | 0 | 6.1097 | 0.005921 | 0 | 2.2726 | 0 | 0 | 1685.8418 | 0 | 0 | 0 | 9757.4885 | 326 | 17 | Winter
2018-11-22 18:00 | 899.7925 | 189.0474 | 507.9641 | 1753.7683 | 1272.9884 | 0 | 128.9293 | 526.87 | 483.1924 | 564.7568 | 2148.7873 | 0 | 4.655 | 0.0059264 | 0 | 1.7315 | 0 | 0 | 1659.1279 | 0 | 0 | 0 | 10141.6168 | 326 | 18 | Winter
2018-11-22 19:00 | 946.7157 | 193.6892 | 679.4846 | 1743.8247 | 1298.0153 | 0 | 136.8423 | 482.77 | 456.708 | 543.7914 | 1950.4086 | 0 | 2.5344 | 0.0059343 | 0 | 0.94271 | 0 | 0 | 1672.2223 | 0 | 0 | 0 | 10107.9551 | 326 | 19 | Winter
2018-11-22 20:00 | 1006.4818 | 199.8967 | 741.1618 | 1730.6396 | 1263.7924 | 0 | 139.1804 | 428.592 | 434.1247 | 510.2156 | 1862.8223 | 0 | 1.9803 | 0.0059317 | 0 | 0.7366 | 0 | 0 | 1685.3952 | 0 | 0 | 0 | 10005.0255 | 326 | 20 | Winter
2018-11-22 21:00 | 1082.6368 | 207.8524 | 664.7464 | 1671.7235 | 1211.1527 | 0 | 136.9157 | 376.9633 | 416.492 | 417.7832 | 1767.7062 | 0 | 1.4985 | 0.0058671 | 0 | 0.55737 | 0 | 0 | 1662.2169 | 0 | 0 | 0 | 9618.2509 | 326 | 21 | Winter
2018-11-22 22:00 | 1148.4806 | 213.946 | 492.357 | 1522.4799 | 1146.9 | 0 | 73.7403 | 339.3329 | 384.9438 | 331.4625 | 1678.4158 | 0 | 0.97217 | 0.0057516 | 0 | 0.36161 | 0 | 0 | 1600.746 | 0 | 0 | 0 | 8934.1442 | 326 | 22 | Winter
2018-11-22 23:00 | 1213.5957 | 219.9514 | 325.0879 | 1215.4905 | 991.5287 | 0 | 78.2541 | 319.6723 | 331.5038 | 273.4892 | 1615.807 | 0 | 0.69404 | 0.0056667 | 0 | 0.25815 | 0 | 0 | 1568.9472 | 0 | 0 | 0 | 8154.2855 | 326 | 23 | Winter
2018-11-23 | 1283.1533 | 226.2514 | 135.3373 | 812.4896 | 908.099 | 0 | 85.2966 | 308.019 | 297.3998 | 237.6194 | 1570.3319 | 0 | 0.37467 | 0.005742 | 0 | 0.13936 | 0 | 0 | 1509.7783 | 0 | 0 | 0 | 7374.2954 | 327 | 0 | Summer
2018-11-23 01:00 | 1325.5015 | 229.3829 | 86.4245 | 587.8981 | 879.773 | 0 | 93.188 | 275.3164 | 279.5629 | 197.8181 | 1506.0013 | 0 | 0.23494 | 0.0056409 | 0 | 0.087388 | 0 | 0 | 1480.6564 | 0 | 0 | 0 | 6941.851 | 327 | 1 | Summer
2018-11-23 02:00 | 1353.0157 | 232.1221 | 78.9325 | 471.4176 | 864.4728 | 0 | 82.5743 | 260.1119 | 269.2644 | 173.1739 | 1478.6727 | 0 | 0.10953 | 0.0056723 | 0 | 0.040739 | 0 | 0 | 1491.0126 | 0 | 0 | 0 | 6754.9263 | 327 | 2 | Summer
2018-11-23 03:00 | 1425.0441 | 238.4124 | 77.3023 | 438.0076 | 857.7079 | 0 | 87.2895 | 262.7592 | 266.4136 | 165.5959 | 1445.5497 | 0 | 0.13972 | 0.005728 | 0 | 0.051971 | 0 | 0 | 1463.0271 | 0 | 0 | 0 | 6727.3068 | 327 | 3 | Summer
2018-11-23 04:00 | 1484.5388 | 245.5458 | 77.3023 | 484.1428 | 858.3025 | 0 | 98.1307 | 279.1314 | 267.6611 | 168.7633 | 1409.3309 | 0 | 0.074006 | 0.0056872 | 0 | 0.027527 | 0 | 0 | 1449.9337 | 0 | 0 | 0 | 6822.8904 | 327 | 4 | Summer
2018-11-23 05:00 | 1578.7078 | 255.3491 | 77.6321 | 632.6819 | 875.422 | 0 | 118.1921 | 307.121 | 278.4037 | 198.1175 | 1411.4274 | 0 | 0.29863 | 0.0058526 | 0 | 0.11108 | 0 | 0 | 1502.3677 | 0 | 0 | 0 | 7235.838 | 327 | 5 | Summer
2018-11-23 06:00 | 1664.1457 | 265.6068 | 90.5623 | 1001.6712 | 900.3926 | 0 | 161.8994 | 373.8186 | 308.5144 | 251.3124 | 1470.7989 | 0 | 0.74993 | 0.0052302 | 0 | 0.27894 | 0 | 0 | 1455.1351 | 0 | 0 | 0 | 7944.8913 | 327 | 6 | Summer
2018-11-23 07:00 | 1728.5175 | 274.1678 | 182.5613 | 1329.1422 | 956.3328 | 0 | 310.9476 | 474.6574 | 344.0018 | 331.9051 | 1780.4513 | 0 | 1.4306 | 0.0053105 | 0 | 0.53213 | 0 | 0 | 1565.6964 | 0 | 0 | 0 | 9280.349 | 327 | 7 | Summer
2018-11-23 08:00 | 1674.6967 | 272.9554 | 251.8699 | 1420.7555 | 1028.7849 | 0 | 293.1576 | 558.3648 | 283.4861 | 450.391 | 2019.3027 | 0 | 1.5892 | 0.0051951 | 0 | 0.59113 | 0 | 0 | 1672.5913 | 0 | 0 | 0 | 9928.5414 | 327 | 8 | Summer
2018-11-23 09:00 | 1517.0763 | 258.4177 | 254.8101 | 1443.3105 | 1069.0592 | 0 | 258.3547 | 614.4563 | 373.0294 | 682.5432 | 2261.935 | 0 | 1.4613 | 0.0051281 | 0 | 0.54354 | 0 | 0 | 1722.0199 | 0 | 0 | 0 | 10457.0221 | 327 | 9 | Summer
2018-11-23 10:00 | 1312.0029 | 238.6664 | 249.8738 | 1481.6604 | 1092.2318 | 0 | 211.1868 | 674.2966 | 427.8536 | 785.8318 | 2474.5644 | 0 | 1.6339 | 0.0050243 | 0 | 0.60776 | 0 | 0 | 1693.7222 | 0 | 0 | 0 | 10644.1376 | 327 | 10 | Summer
2018-11-23 11:00 | 1108.3271 | 205.6857 | 233.264 | 1516.128 | 1089.7298 | 0 | 173.7329 | 726.1392 | 455.0172 | 842.988 | 2638.6234 | 0 | 1.9238 | 0.0048923 | 0 | 0.71556 | 0 | 0 | 1642.6621 | 0 | 0 | 0 | 10634.9416 | 327 | 11 | Summer
2018-11-23 12:00 | 945.8579 | 186.0052 | 217.7194 | 1458.0282 | 1092.1503 | 0 | 143.5942 | 753.6132 | 462.3411 | 860.5928 | 2689.9497 | 0 | 2.1131 | 0.0048446 | 0 | 0.78599 | 0 | 0 | 1590.1973 | 0 | 0 | 0 | 10402.9532 | 327 | 12 | Summer
2018-11-23 13:00 | 815.1756 | 173.6993 | 208.6072 | 1344.248 | 1099.5263 | 0 | 124.1458 | 758.8655 | 458.7746 | 851.961 | 2668.8794 | 0 | 2.0538 | 0.0047417 | 0 | 0.76393 | 0 | 0 | 1526.8929 | 0 | 0 | 0 | 10033.598 | 327 | 13 | Summer
2018-11-23 14:00 | 683.2249 | 166.268 | 198.9082 | 1188.4944 | 1068.0062 | 0 | 112.3327 | 754.5133 | 445.1313 | 816.2559 | 2591.4688 | 0 | 2.2765 | 0.0046666 | 0 | 0.84677 | 0 | 0 | 1483.7117 | 0 | 0 | 0 | 9511.4434 | 327 | 14 | Summer
2018-11-23 15:00 | 601.0433 | 165.4751 | 205.4954 | 1214.9017 | 1057.0203 | 0 | 104.594 | 726.9351 | 418.8248 | 771.5776 | 2459.3874 | 0 | 3.1135 | 0.0047523 | 0 | 1.1581 | 0 | 0 | 1462.0444 | 0 | 0 | 0 | 9191.5755 | 327 | 15 | Summer
2018-11-23 16:00 | 592.7134 | 164.1506 | 246.5523 | 1355.9933 | 1097.7025 | 0 | 108.773 | 679.9885 | 385.6986 | 739.6601 | 2331.3537 | 0 | 4.196 | 0.004861 | 0 | 1.5607 | 0 | 0 | 1446.1507 | 0 | 0 | 0 | 9154.4982 | 327 | 16 | Summer
2018-11-23 17:00 | 669.3311 | 159.6483 | 343.1807 | 1563.1564 | 1177.4508 | 0 | 127.3109 | 604.7417 | 412.1469 | 589.1721 | 2232.2851 | 0 | 5.1402 | 0.0047962 | 0 | 1.9119 | 0 | 0 | 1418.0386 | 0 | 0 | 0 | 9303.5195 | 327 | 17 | Summer
2018-11-23 18:00 | 773.458 | 177.3662 | 509.2196 | 1772.788 | 1273.4838 | 0 | 146.545 | 529.4154 | 483.206 | 568.3819 | 2151.4078 | 0 | 3.9424 | 0.0048787 | 0 | 1.4664 | 0 | 0 | 1405.0071 | 0 | 0 | 0 | 9795.6925 | 327 | 18 | Summer
2018-11-23 19:00 | 878.0858 | 194.7747 | 681.5918 | 1795.0932 | 1299.0271 | 0 | 167.7368 | 483.1003 | 456.7224 | 547.3651 | 1943.3843 | 0 | 2.1796 | 0.0048795 | 0 | 0.81071 | 0 | 0 | 1437.7809 | 0 | 0 | 0 | 9887.6575 | 327 | 19 | Summer
2018-11-23 20:00 | 971.2179 | 209.3429 | 745.3964 | 1715.6357 | 1264.0714 | 0 | 172.6293 | 427.329 | 434.12 | 512.956 | 1848.5741 | 0 | 1.7188 | 0.0048482 | 0 | 0.63932 | 0 | 0 | 1462.0493 | 0 | 0 | 0 | 9765.6849 | 327 | 20 | Summer
2018-11-23 21:00 | 1076.3717 | 220.0433 | 666.6039 | 1652.8411 | 1211.1029 | 0 | 168.0805 | 376.4738 | 416.4657 | 421.5847 | 1750.6585 | 0 | 1.3034 | 0.0048059 | 0 | 0.48481 | 0 | 0 | 1446.1423 | 0 | 0 | 0 | 9408.1614 | 327 | 21 | Summer
2018-11-23 22:00 | 1198.7813 | 232.1192 | 490.6474 | 1516.1424 | 1145.3348 | 0 | 98.5498 | 337.2997 | 384.8617 | 336.2652 | 1662.7357 | 0 | 0.86247 | 0.0053368 | 0 | 0.3208 | 0 | 0 | 1420.2462 | 0 | 0 | 0 | 8824.172 | 327 | 22 | Summer
2018-11-23 23:00 | 1323.5189 | 245.7249 | 325.1838 | 1197.7705 | 990.5256 | 0 | 107.9134 | 318.698 | 331.3201 | 276.3327 | 1607.0486 | 0 | 0.62748 | 0.0052801 | 0 | 0.2334 | 0 | 0 | 1418.5931 | 0 | 0 | 0 | 8143.4958 | 327 | 23 | Summer
2018-11-24 | 1441.015 | 260.3482 | 135.6922 | 825.2201 | 907.7084 | 0 | 120.4968 | 306.9444 | 297.0778 | 238.6465 | 1570.8808 | 0 | 0.31708 | 0.0051077 | 0 | 0.11794 | 0 | 0 | 1278.3718 | 0 | 0 | 0 | 7382.8421 | 328 | 0 | Fall
2018-11-24 01:00 | 1522.0799 | 269.2865 | 86.0883 | 605.793 | 879.613 | 0 | 138.1166 | 293.2057 | 262.7998 | 178.0613 | 1547.7876 | 0 | 0.19847 | 0.0050659 | 0 | 0.073823 | 0 | 0 | 1250.8128 | 0 | 0 | 0 | 7033.922 | 328 | 1 | Fall
2018-11-24 02:00 | 1584.2157 | 274.6116 | 78.9301 | 473.057 | 864.5595 | 0 | 121.9536 | 278.9915 | 255.9752 | 163.4089 | 1557.1641 | 0 | 0.091422 | 0.0050519 | 0 | 0.034005 | 0 | 0 | 1248.5101 | 0 | 0 | 0 | 6901.5079 | 328 | 2 | Fall
2018-11-24 03:00 | 1701.4076 | 284.4229 | 77.2904 | 426.4636 | 857.7183 | 0 | 130.3361 | 278.8021 | 250.1968 | 167.295 | 1530.9542 | 0 | 0.11811 | 0.0050852 | 0 | 0.043934 | 0 | 0 | 1236.6969 | 0 | 0 | 0 | 6941.7511 | 328 | 3 | Fall
2018-11-24 04:00 | 1803.5285 | 294.7387 | 77.2904 | 416.7341 | 858.3329 | 0 | 142.2077 | 289.8491 | 248.3003 | 184.4155 | 1497.1429 | 0 | 0.063585 | 0.0052435 | 0 | 0.023651 | 0 | 0 | 1255.9536 | 0 | 0 | 0 | 7068.5862 | 328 | 4 | Fall
2018-11-24 05:00 | 1927.3703 | 309.5727 | 77.5111 | 446.0226 | 874.6377 | 0 | 165.9264 | 304.4832 | 250.4716 | 199.6857 | 1449.9068 | 0 | 0.26261 | 0.0053983 | 0 | 0.097679 | 0 | 0 | 1322.0949 | 0 | 0 | 0 | 7328.0486 | 328 | 5 | Fall
2018-11-24 06:00 | 2002.3163 | 319.7967 | 84.7965 | 615.1269 | 895.5158 | 0 | 213.2178 | 333.0407 | 255.7728 | 230.243 | 1396.508 | 0 | 0.67137 | 0.0047909 | 0 | 0.24972 | 0 | 0 | 1305.3304 | 0 | 0 | 0 | 7652.5907 | 328 | 6 | Fall
2018-11-24 07:00 | 2090.5986 | 329.0908 | 128.4893 | 931.6163 | 926.816 | 0 | 385.9063 | 394.5976 | 253.4126 | 282.5709 | 1505.2127 | 0 | 1.2714 | 0.0048607 | 0 | 0.47289 | 0 | 0 | 1394.6257 | 0 | 0 | 0 | 8624.6859 | 328 | 7 | Fall
2018-11-24 08:00 | 2028.3925 | 324.1992 | 202.1665 | 1282.2507 | 990.7254 | 0 | 340.2407 | 422.9472 | 156.7874 | 323.468 | 1486.0485 | 0 | 1.4232 | 0.0048588 | 0 | 0.52936 | 0 | 0 | 1500.5642 | 0 | 0 | 0 | 9059.7477 | 328 | 8 | Fall
2018-11-24 09:00 | 1744.4863 | 293.5931 | 273.8501 | 1500.1894 | 1076.6955 | 0 | 278.3123 | 456.2988 | 189.3831 | 460.9543 | 1459.9881 | 0 | 1.3297 | 0.0048876 | 0 | 0.4946 | 0 | 0 | 1569.6228 | 0 | 0 | 0 | 9305.2028 | 328 | 9 | Fall
2018-11-24 10:00 | 1442.1659 | 255.7618 | 309.4237 | 1627.7825 | 1125.5656 | 0 | 229.2702 | 515.2832 | 216.2907 | 518.6964 | 1471.5645 | 0 | 1.5065 | 0.0048411 | 0 | 0.56035 | 0 | 0 | 1563.4028 | 0 | 0 | 0 | 9277.2789 | 328 | 10 | Fall
2018-11-24 11:00 | 1253.0669 | 223.1186 | 302.0385 | 1621.8115 | 1130.6246 | 0 | 193.9976 | 560.3997 | 230.3457 | 555.4325 | 1533.5512 | 0 | 1.8137 | 0.0048209 | 0 | 0.67462 | 0 | 0 | 1550.0866 | 0 | 0 | 0 | 9156.9666 | 328 | 11 | Fall
2018-11-24 12:00 | 1131.0294 | 205.5008 | 278.3677 | 1611.7525 | 1133.7115 | 0 | 175.9059 | 589.5346 | 237.352 | 588.6549 | 1574.19 | 0 | 2.0404 | 0.0048173 | 0 | 0.75893 | 0 | 0 | 1537.6988 | 0 | 0 | 0 | 9066.5022 | 328 | 12 | Fall
2018-11-24 13:00 | 1002.9914 | 179.5692 | 263.5103 | 1596.3713 | 1141.466 | 0 | 156.6347 | 611.1001 | 239.1115 | 609.6087 | 1597.9018 | 0 | 2.0848 | 0.004855 | 0 | 0.77546 | 0 | 0 | 1551.7142 | 0 | 0 | 0 | 8952.8443 | 328 | 13 | Fall
2018-11-24 14:00 | 867.993 | 169.3898 | 253.4714 | 1445.1132 | 1110.4579 | 0 | 145.3084 | 618.3138 | 238.5164 | 624.2932 | 1609.9614 | 0 | 2.4004 | 0.0049405 | 0 | 0.89285 | 0 | 0 | 1566.4458 | 0 | 0 | 0 | 8652.5626 | 328 | 14 | Fall
2018-11-24 15:00 | 812.5577 | 167.1708 | 262.678 | 1431.5511 | 1098.1256 | 0 | 143.3525 | 604.1213 | 234.9383 | 628.7269 | 1631.1355 | 0 | 3.3653 | 0.0050343 | 0 | 1.2518 | 0 | 0 | 1582.4676 | 0 | 0 | 0 | 8601.4475 | 328 | 15 | Fall
2018-11-24 16:00 | 805.0829 | 163.9644 | 302.3809 | 1521.4453 | 1141.2351 | 0 | 145.0482 | 577.7541 | 229.9111 | 613.9411 | 1678.883 | 0 | 4.6356 | 0.0052185 | 0 | 1.7243 | 0 | 0 | 1600.2129 | 0 | 0 | 0 | 8786.224 | 328 | 16 | Fall
2018-11-24 17:00 | 865.6002 | 164.5069 | 397.9965 | 1712.5522 | 1218.7897 | 0 | 161.3065 | 541.2949 | 284.9239 | 514.4366 | 1741.6208 | 0 | 5.7173 | 0.0052 | 0 | 2.1266 | 0 | 0 | 1580.2297 | 0 | 0 | 0 | 9191.1069 | 328 | 17 | Fall
2018-11-24 18:00 | 942.0068 | 185.0252 | 559.0195 | 1821.6287 | 1308.3043 | 0 | 183.2736 | 492.6436 | 386.0077 | 498.3789 | 1803.5482 | 0 | 4.4231 | 0.0052169 | 0 | 1.6452 | 0 | 0 | 1578.7009 | 0 | 0 | 0 | 9764.6107 | 328 | 18 | Fall
2018-11-24 19:00 | 988.3805 | 198.5997 | 715.8168 | 1811.3344 | 1321.3815 | 0 | 196.3619 | 459.826 | 385.2142 | 472.2038 | 1709.4431 | 0 | 2.4241 | 0.0052527 | 0 | 0.90168 | 0 | 0 | 1601.8944 | 0 | 0 | 0 | 9863.7874 | 328 | 19 | Fall
2018-11-24 20:00 | 1032.4164 | 205.6451 | 776.2377 | 1746.3014 | 1282.723 | 0 | 202.2292 | 429.2024 | 385.5904 | 431.7228 | 1699.4077 | 0 | 1.8922 | 0.005252 | 0 | 0.70382 | 0 | 0 | 1613.3693 | 0 | 0 | 0 | 9807.4467 | 328 | 20 | Fall
2018-11-24 21:00 | 1097.5418 | 215.9596 | 690.935 | 1680.5653 | 1223.9662 | 0 | 202.5184 | 401.7986 | 382.351 | 379.0468 | 1680.8259 | 0 | 1.4519 | 0.0059328 | 0 | 0.54004 | 0 | 0 | 1611.8097 | 0 | 0 | 0 | 9569.3162 | 328 | 21 | Fall
2018-11-24 22:00 | 1184.9092 | 224.5986 | 513.8777 | 1540.9118 | 1158.9274 | 0 | 135.0974 | 359.2949 | 359.3392 | 327.0965 | 1637.0345 | 0 | 0.95101 | 0.0058796 | 0 | 0.35374 | 0 | 0 | 1566.7088 | 0 | 0 | 0 | 9009.1066 | 328 | 22 | Fall
2018-11-24 23:00 | 1258.4212 | 232.3637 | 356.5975 | 1182.0248 | 1004.7066 | 0 | 143.1319 | 336.5664 | 310.6487 | 261.7999 | 1581.5595 | 0 | 0.67791 | 0.005821 | 0 | 0.25216 | 0 | 0 | 1532.6266 | 0 | 0 | 0 | 8201.3826 | 328 | 23 | Fall
2018-11-25 | 1337.6969 | 236.8765 | 146.3801 | 846.8634 | 916.1415 | 0 | 150.9454 | 315.4055 | 276.083 | 209.2581 | 1542.7824 | 0 | 0.88889 | 0.0066032 | 0 | 0.33063 | 0 | 0 | 1063.9021 | 0 | 0 | 0 | 7043.561 | 329 | 0 | Fall
2018-11-25 01:00 | 1392.6381 | 240.9341 | 89.2958 | 603.715 | 883.8572 | 0 | 141.7164 | 292.8351 | 254.282 | 180.6215 | 1415.5104 | 0 | 0.35041 | 0.0064966 | 0 | 0.13034 | 0 | 0 | 1044.6107 | 0 | 0 | 0 | 6540.5035 | 329 | 1 | Fall
2018-11-25 02:00 | 1444.5751 | 252.9559 | 79.6272 | 484.8958 | 865.7694 | 0 | 137.5374 | 284.0039 | 246.2238 | 168.0036 | 1436.644 | 0 | 0.29192 | 0.0065077 | 0 | 0.10858 | 0 | 0 | 973.182 | 0 | 0 | 0 | 6373.825 | 329 | 2 | Fall
2018-11-25 03:00 | 1544.0912 | 264.3194 | 77.2904 | 427.3926 | 858.122 | 0 | 151.0472 | 283.0677 | 241.1178 | 171.4167 | 1430.7921 | 0 | 0.20658 | 0.0064879 | 0 | 0.076837 | 0 | 0 | 925.1165 | 0 | 0 | 0 | 6374.0636 | 329 | 3 | Fall
2018-11-25 04:00 | 1619.3599 | 268.2469 | 77.2904 | 434.6845 | 858.3191 | 0 | 159.0905 | 286.0978 | 237.6324 | 186.5052 | 1387.7021 | 0 | 0.039424 | 0.0065582 | 0 | 0.014664 | 0 | 0 | 919.176 | 0 | 0 | 0 | 6434.1655 | 329 | 4 | Fall
2018-11-25 05:00 | 1727.9121 | 279.3775 | 77.5115 | 468.9681 | 874.6781 | 0 | 169.8187 | 292.3055 | 242.2733 | 206.9555 | 1354.8697 | 0 | 0.12157 | 0.0066047 | 0 | 0.045221 | 0 | 0 | 923.6344 | 0 | 0 | 0 | 6618.4776 | 329 | 5 | Fall
2018-11-25 06:00 | 1843.5162 | 301.6119 | 84.617 | 620.4773 | 895.6831 | 0 | 222.3832 | 328.4535 | 251.3872 | 237.9779 | 1320.1457 | 0 | 0.25188 | 0.0059086 | 0 | 0.09369 | 0 | 0 | 904.039 | 0 | 0 | 0 | 7010.6435 | 329 | 6 | Fall
2018-11-25 07:00 | 1928.1103 | 311.7852 | 126.3167 | 907.3409 | 926.3935 | 0 | 379.068 | 369.2589 | 246.428 | 284.4919 | 1265.2003 | 0 | 0.44016 | 0.0059957 | 0 | 0.16372 | 0 | 0 | 899.1214 | 0 | 0 | 0 | 7644.125 | 329 | 7 | Fall
2018-11-25 08:00 | 1933.9376 | 312.8477 | 201.0435 | 1274.2456 | 991.2823 | 0 | 336.8581 | 386.1504 | 132.1986 | 317.5804 | 1235.8067 | 0 | 0.82423 | 0.0060687 | 0 | 0.30658 | 0 | 0 | 887.7646 | 0 | 0 | 0 | 8010.8523 | 329 | 8 | Fall
2018-11-25 09:00 | 1824.2292 | 297.5854 | 274.4237 | 1561.2013 | 1078.784 | 0 | 309.2406 | 396.7941 | 137.9289 | 451.3358 | 1275.7444 | 0 | 1.4449 | 0.0059427 | 0 | 0.53743 | 0 | 0 | 878.1452 | 0 | 0 | 0 | 8487.4008 | 329 | 9 | Fall
2018-11-25 10:00 | 1648.8188 | 269.9769 | 309.6053 | 1633.2356 | 1125.1954 | 0 | 257.9537 | 424.4869 | 158.1587 | 490.8583 | 1293.7131 | 0 | 1.9113 | 0.0060035 | 0 | 0.71093 | 0 | 0 | 850.9874 | 0 | 0 | 0 | 8465.6183 | 329 | 10 | Fall
2018-11-25 11:00 | 1456.7732 | 247.5493 | 303.476 | 1611.5853 | 1131.5016 | 0 | 218.7747 | 439.7079 | 177.2739 | 520.1036 | 1309.5744 | 0 | 2.427 | 0.005918 | 0 | 0.90275 | 0 | 0 | 854.3593 | 0 | 0 | 0 | 8274.0149 | 329 | 11 | Fall
2018-11-25 12:00 | 1300.4721 | 233.7353 | 279.251 | 1667.2943 | 1134.7381 | 0 | 186.1826 | 451.0359 | 191.8208 | 547.5158 | 1337.8689 | 0 | 3.0765 | 0.0059618 | 0 | 1.1443 | 0 | 0 | 860.44 | 0 | 0 | 0 | 8194.5815 | 329 | 12 | Fall
2018-11-25 13:00 | 1200.266 | 224.6066 | 264.4002 | 1620.0793 | 1141.9962 | 0 | 168.2352 | 462.2062 | 200.512 | 566.1125 | 1390.8021 | 0 | 3.1613 | 0.0058848 | 0 | 1.1759 | 0 | 0 | 861.3035 | 0 | 0 | 0 | 8104.8631 | 329 | 13 | Fall
2018-11-25 14:00 | 1084.2659 | 213.3496 | 257.6194 | 1496.0146 | 1114.1186 | 0 | 157.7879 | 466.6228 | 204.1428 | 577.6675 | 1432.3599 | 0 | 3.1941 | 0.005881 | 0 | 1.1881 | 0 | 0 | 841.3571 | 0 | 0 | 0 | 7849.6941 | 329 | 14 | Fall
2018-11-25 15:00 | 1047.6494 | 223.2344 | 266.3784 | 1445.4804 | 1101.4686 | 0 | 156.9371 | 465.9737 | 202.0859 | 586.9193 | 1477.5118 | 0 | 3.5493 | 0.0061104 | 0 | 1.3202 | 0 | 0 | 872.2497 | 0 | 0 | 0 | 7850.7642 | 329 | 15 | Fall
2018-11-25 16:00 | 1020.264 | 223.0677 | 302.7602 | 1543.559 | 1141.4283 | 0 | 155.5973 | 456.8659 | 194.6806 | 584.2997 | 1516.5853 | 0 | 4.0958 | 0.0063461 | 0 | 1.5235 | 0 | 0 | 889.9867 | 0 | 0 | 0 | 8034.7203 | 329 | 16 | Fall
2018-11-25 17:00 | 1061.4761 | 218.8664 | 399.2892 | 1657.1796 | 1217.1519 | 0 | 165.4438 | 436.9999 | 244.5142 | 491.4888 | 1545.832 | 0 | 3.753 | 0.0064465 | 0 | 1.3959 | 0 | 0 | 875.0347 | 0 | 0 | 0 | 8318.4319 | 329 | 17 | Fall
2018-11-25 18:00 | 1121.2104 | 230.2728 | 561.1816 | 1852.8334 | 1308.6127 | 0 | 182.7999 | 410.773 | 337.6425 | 480.477 | 1571.18 | 0 | 4.7364 | 0.0064835 | 0 | 1.7617 | 0 | 0 | 937.6284 | 0 | 0 | 0 | 9001.1164 | 329 | 18 | Fall
2018-11-25 19:00 | 1162.3806 | 234.0156 | 717.0547 | 1883.5375 | 1321.16 | 0 | 198.0099 | 398.5574 | 327.082 | 458.6074 | 1583.9365 | 0 | 4.6274 | 0.006445 | 0 | 1.7212 | 0 | 0 | 933.3356 | 0 | 0 | 0 | 9224.0322 | 329 | 19 | Fall
2018-11-25 20:00 | 1204.9222 | 238.0968 | 773.8401 | 1771.9606 | 1281.8069 | 0 | 204.8688 | 382.9052 | 315.4817 | 420.6963 | 1561.8899 | 0 | 3.9057 | 0.0064426 | 0 | 1.4528 | 0 | 0 | 946.2151 | 0 | 0 | 0 | 9108.0486 | 329 | 20 | Fall
2018-11-25 21:00 | 1270.781 | 247.5028 | 691.799 | 1666.7786 | 1223.7076 | 0 | 205.5418 | 368.7399 | 303.6159 | 373.262 | 1527.7768 | 0 | 3.2298 | 0.0063776 | 0 | 1.2013 | 0 | 0 | 941.9379 | 0 | 0 | 0 | 8825.8809 | 329 | 21 | Fall
2018-11-25 22:00 | 1354.6923 | 255.7502 | 517.4589 | 1498.2172 | 1160.3032 | 0 | 131.7276 | 342.6191 | 292.2346 | 324.598 | 1478.6656 | 0 | 2.4995 | 0.0063669 | 0 | 0.92971 | 0 | 0 | 969.126 | 0 | 0 | 0 | 8328.8283 | 329 | 22 | Fall
2018-11-25 23:00 | 1401.0536 | 258.3007 | 360.2788 | 1221.2425 | 1006.0215 | 0 | 133.5424 | 332.7038 | 280.3088 | 265.7532 | 1425.497 | 0 | 1.6732 | 0.006227 | 0 | 0.62235 | 0 | 0 | 1019.4482 | 0 | 0 | 0 | 7706.4523 | 329 | 23 | Fall
2018-11-26 | 1472.8235 | 269.9296 | 147.9261 | 867.6714 | 916.8892 | 0 | 143.1985 | 322.4851 | 267.4478 | 214.8616 | 1387.8625 | 0 | 0.90091 | 0.0061107 | 0 | 0.3351 | 0 | 0 | 1077.5027 | 0 | 0 | 0 | 7089.8402 | 330 | 0 | Summer
2018-11-26 01:00 | 1553.1869 | 277.089 | 89.3782 | 629.6849 | 884.1631 | 0 | 151.6182 | 288.7912 | 279.5629 | 199.5066 | 1506.0013 | 0 | 0.35394 | 0.0060227 | 0 | 0.13165 | 0 | 0 | 1054.582 | 0 | 0 | 0 | 6914.0559 | 330 | 1 | Summer
2018-11-26 02:00 | 1589.5666 | 279.0294 | 79.4883 | 491.4116 | 865.7642 | 0 | 142.5779 | 274.5095 | 269.2644 | 173.5373 | 1478.6727 | 0 | 0.29457 | 0.0067669 | 0 | 0.10957 | 0 | 0 | 981.2292 | 0 | 0 | 0 | 6625.4621 | 330 | 2 | Summer
2018-11-26 03:00 | 1691.7177 | 287.0803 | 77.3023 | 430.5542 | 858.1317 | 0 | 153.4863 | 278.8341 | 266.4136 | 164.2986 | 1445.5497 | 0 | 0.21031 | 0.0067729 | 0 | 0.078227 | 0 | 0 | 942.4953 | 0 | 0 | 0 | 6596.1591 | 330 | 3 | Summer
2018-11-26 04:00 | 1768.2129 | 295.7452 | 77.3023 | 474.4267 | 858.3395 | 0 | 163.271 | 293.3476 | 267.6611 | 168.1939 | 1409.3309 | 0 | 0.04049 | 0.0067822 | 0 | 0.01506 | 0 | 0 | 938.7418 | 0 | 0 | 0 | 6714.6353 | 330 | 4 | Summer
2018-11-26 05:00 | 1854.0838 | 305.8871 | 77.6316 | 629.261 | 875.4988 | 0 | 187.8475 | 317.8638 | 278.4037 | 200.2915 | 1411.4274 | 0 | 0.12582 | 0.0068049 | 0 | 0.046802 | 0 | 0 | 956.1092 | 0 | 0 | 0 | 7094.4848 | 330 | 5 | Summer
2018-11-26 06:00 | 1938.7325 | 317.5612 | 90.8381 | 1052.4795 | 900.4607 | 0 | 243.2405 | 382.0758 | 308.5144 | 252.8541 | 1470.7989 | 0 | 0.26277 | 0.0067141 | 0 | 0.097738 | 0 | 0 | 937.8322 | 0 | 0 | 0 | 7895.7549 | 330 | 6 | Summer
2018-11-26 07:00 | 2008.0622 | 326.5336 | 183.203 | 1369.4889 | 955.9826 | 0 | 409.7307 | 475.2746 | 348.0449 | 331.3535 | 1780.4513 | 0 | 0.45641 | 0.0060294 | 0 | 0.16977 | 0 | 0 | 926.0007 | 0 | 0 | 0 | 9114.7582 | 330 | 7 | Summer
2018-11-26 08:00 | 2022.3216 | 329.5981 | 250.4458 | 1438.7236 | 1027.3037 | 0 | 388.6236 | 553.5407 | 293.9793 | 453.6969 | 2019.3027 | 0 | 0.84241 | 0.0060468 | 0 | 0.31334 | 0 | 0 | 901.5046 | 0 | 0 | 0 | 9680.2023 | 330 | 8 | Summer
2018-11-26 09:00 | 1902.4391 | 317.3619 | 254.4643 | 1420.429 | 1067.8144 | 0 | 347.3358 | 599.4371 | 373.0294 | 686.7705 | 2261.935 | 0 | 1.4349 | 0.0058278 | 0 | 0.53372 | 0 | 0 | 868.3835 | 0 | 0 | 0 | 10101.3743 | 330 | 9 | Summer
2018-11-26 10:00 | 1700.8661 | 291.1025 | 248.0548 | 1437.6493 | 1090.5149 | 0 | 290.2302 | 645.2237 | 427.8536 | 789.6702 | 2474.5644 | 0 | 1.8829 | 0.0057427 | 0 | 0.70037 | 0 | 0 | 835.1165 | 0 | 0 | 0 | 10233.4354 | 330 | 10 | Summer
2018-11-26 11:00 | 1485.8826 | 266.4012 | 235.205 | 1474.5742 | 1091.3794 | 0 | 235.8814 | 685.7919 | 455.0172 | 846.9965 | 2638.6234 | 0 | 2.3904 | 0.0057061 | 0 | 0.88914 | 0 | 0 | 839.5646 | 0 | 0 | 0 | 10258.6026 | 330 | 11 | Summer
2018-11-26 12:00 | 1323.9313 | 251.3319 | 218.1419 | 1474.1677 | 1094.105 | 0 | 195.0947 | 707.9085 | 462.3411 | 865.7652 | 2689.9497 | 0 | 3.08 | 0.0056485 | 0 | 1.1456 | 0 | 0 | 859.088 | 0 | 0 | 0 | 10146.0564 | 330 | 12 | Summer
2018-11-26 13:00 | 1210.4868 | 235.6166 | 207.5102 | 1344.6493 | 1100.9124 | 0 | 168.0754 | 710.3382 | 458.7746 | 856.1819 | 2668.8794 | 0 | 3.1932 | 0.0056239 | 0 | 1.1878 | 0 | 0 | 867.9473 | 0 | 0 | 0 | 9833.7588 | 330 | 13 | Summer
2018-11-26 14:00 | 1070.2871 | 227.063 | 199.2071 | 1213.9723 | 1068.4501 | 0 | 152.7448 | 710.5799 | 445.1313 | 817.2565 | 2591.4688 | 0 | 3.2218 | 0.0056625 | 0 | 1.1984 | 0 | 0 | 846.5134 | 0 | 0 | 0 | 9347.1002 | 330 | 14 | Summer
2018-11-26 15:00 | 993.5699 | 221.4074 | 205.7471 | 1228.7612 | 1056.8344 | 0 | 143.9449 | 689.2479 | 418.8248 | 774.5621 | 2459.3874 | 0 | 3.622 | 0.0058218 | 0 | 1.3472 | 0 | 0 | 887.8626 | 0 | 0 | 0 | 9085.1246 | 330 | 15 | Summer
2018-11-26 16:00 | 945.3888 | 211.0922 | 243.067 | 1387.0419 | 1097.2306 | 0 | 143.9303 | 651.717 | 385.6986 | 744.0995 | 2331.3537 | 0 | 4.1809 | 0.0061059 | 0 | 1.5551 | 0 | 0 | 905.9037 | 0 | 0 | 0 | 9052.2655 | 330 | 16 | Summer
2018-11-26 17:00 | 1028.1623 | 219.5052 | 337.2864 | 1581.3641 | 1175.9885 | 0 | 163.7839 | 597.0273 | 414.0454 | 590.4143 | 2232.2851 | 0 | 3.8617 | 0.0060596 | 0 | 1.4364 | 0 | 0 | 897.8396 | 0 | 0 | 0 | 9243.0063 | 330 | 17 | Summer
2018-11-26 18:00 | 1130.6421 | 227.422 | 506.8951 | 1776.5587 | 1272.8484 | 0 | 186.5407 | 535.7418 | 483.206 | 569.041 | 2151.4078 | 0 | 4.7828 | 0.0068617 | 0 | 1.779 | 0 | 0 | 945.3019 | 0 | 0 | 0 | 9792.1743 | 330 | 18 | Summer
2018-11-26 19:00 | 1173.8088 | 230.3942 | 671.6074 | 1769.515 | 1293.5333 | 0 | 192.4619 | 491.6696 | 456.7224 | 547.2932 | 1943.3843 | 0 | 4.6982 | 0.0068429 | 0 | 1.7476 | 0 | 0 | 945.279 | 0 | 0 | 0 | 9722.1216 | 330 | 19 | Summer
2018-11-26 20:00 | 1221.088 | 233.2675 | 735.8433 | 1690.0519 | 1260.6319 | 0 | 191.2454 | 437.4834 | 434.12 | 513.605 | 1848.5741 | 0 | 3.9711 | 0.0067675 | 0 | 1.4771 | 0 | 0 | 959.5753 | 0 | 0 | 0 | 9530.9408 | 330 | 20 | Summer
2018-11-26 21:00 | 1292.6791 | 244.9934 | 660.0466 | 1627.7894 | 1208.9476 | 0 | 184.3897 | 386.2434 | 416.4657 | 418.9341 | 1750.6585 | 0 | 3.2557 | 0.0065958 | 0 | 1.211 | 0 | 0 | 946.5026 | 0 | 0 | 0 | 9142.1234 | 330 | 21 | Summer
2018-11-26 22:00 | 1367.5288 | 254.544 | 489.4781 | 1527.732 | 1143.8494 | 0 | 109.9356 | 345.6778 | 384.8617 | 335.1412 | 1662.7357 | 0 | 2.4884 | 0.0065981 | 0 | 0.9256 | 0 | 0 | 963.8442 | 0 | 0 | 0 | 8588.7492 | 330 | 22 | Summer
2018-11-26 23:00 | 1446.1717 | 263.1738 | 326.6952 | 1234.6066 | 990.3092 | 0 | 113.593 | 326.0579 | 331.3201 | 276.3712 | 1607.0486 | 0 | 1.6758 | 0.0063979 | 0 | 0.62334 | 0 | 0 | 1020.2377 | 0 | 0 | 0 | 7937.8905 | 330 | 23 | Summer
2018-11-27 | 1523.4502 | 272.1265 | 136.4875 | 840.1715 | 908.4336 | 0 | 117.141 | 313.0976 | 297.0778 | 237.7809 | 1570.8808 | 0 | 0.34449 | 0.0057035 | 0 | 0.12814 | 0 | 0 | 1388.2171 | 0 | 0 | 0 | 7605.343 | 331 | 0 | Summer
2018-11-27 01:00 | 1605.5889 | 280.948 | 86.2995 | 586.2491 | 879.8719 | 0 | 129.8052 | 280.9406 | 279.5629 | 198.0475 | 1506.0013 | 0 | 0.21815 | 0.0056556 | 0 | 0.081141 | 0 | 0 | 1376.4386 | 0 | 0 | 0 | 7210.0583 | 331 | 1 | Summer
2018-11-27 02:00 | 1653.2544 | 291.0413 | 78.8605 | 482.6374 | 864.4016 | 0 | 124.9398 | 268.4239 | 269.2644 | 173.6073 | 1478.6727 | 0 | 0.10177 | 0.0056093 | 0 | 0.037855 | 0 | 0 | 1389.9991 | 0 | 0 | 0 | 7075.2474 | 331 | 2 | Summer
2018-11-27 03:00 | 1759.5393 | 300.867 | 77.3023 | 438.3354 | 857.7297 | 0 | 134.8121 | 273.5387 | 266.4136 | 165.9849 | 1445.5497 | 0 | 0.13327 | 0.0056694 | 0 | 0.049571 | 0 | 0 | 1397.1257 | 0 | 0 | 0 | 7117.3868 | 331 | 3 | Summer
2018-11-27 04:00 | 1829.0381 | 306.9262 | 77.3023 | 469.2949 | 858.3087 | 0 | 151.4466 | 288.6858 | 267.6611 | 167.7752 | 1409.3309 | 0 | 0.073112 | 0.0057844 | 0 | 0.027195 | 0 | 0 | 1440.5267 | 0 | 0 | 0 | 7266.4027 | 331 | 4 | Summer
2018-11-27 05:00 | 1916.6951 | 315.2445 | 77.6479 | 622.9989 | 875.4666 | 0 | 172.0456 | 314.3067 | 278.4037 | 200.5344 | 1411.4274 | 0 | 0.3111 | 0.0060749 | 0 | 0.11572 | 0 | 0 | 1569.4629 | 0 | 0 | 0 | 7754.6667 | 331 | 5 | Summer
2018-11-27 06:00 | 1964.6048 | 321.2159 | 90.7938 | 1013.1494 | 900.4524 | 0 | 217.267 | 377.7439 | 308.5144 | 253.3751 | 1470.7989 | 0 | 0.78224 | 0.0051044 | 0 | 0.29096 | 0 | 0 | 1526.4002 | 0 | 0 | 0 | 8445.3939 | 331 | 6 | Summer
2018-11-27 07:00 | 2002.0587 | 320.024 | 182.4721 | 1365.7845 | 955.9456 | 0 | 372.5578 | 469.1162 | 356.7655 | 332.6288 | 1780.4513 | 0 | 1.4776 | 0.0048891 | 0 | 0.54962 | 0 | 0 | 1624.7966 | 0 | 0 | 0 | 9764.6331 | 331 | 7 | Summer
2018-11-27 08:00 | 1947.6449 | 310.7987 | 250.8515 | 1443.3856 | 1028.2747 | 0 | 337.7747 | 547.9767 | 293.9793 | 454.2144 | 2019.3027 | 0 | 1.6281 | 0.0048445 | 0 | 0.60559 | 0 | 0 | 1718.6316 | 0 | 0 | 0 | 10355.0733 | 331 | 8 | Summer
2018-11-27 09:00 | 1732.9588 | 283.4896 | 254.3136 | 1414.0796 | 1067.9741 | 0 | 287.8241 | 603.2862 | 373.0294 | 688.4345 | 2261.935 | 0 | 1.4805 | 0.0047903 | 0 | 0.55067 | 0 | 0 | 1749.0878 | 0 | 0 | 0 | 10718.4487 | 331 | 9 | Summer
2018-11-27 10:00 | 1519.0733 | 256.2357 | 247.0856 | 1452.3365 | 1090.9947 | 0 | 234.4918 | 658.0689 | 427.8536 | 791.9643 | 2474.5644 | 0 | 1.6713 | 0.0048126 | 0 | 0.62165 | 0 | 0 | 1735.1106 | 0 | 0 | 0 | 10890.0772 | 331 | 10 | Summer
2018-11-27 11:00 | 1336.6034 | 240.282 | 233.5994 | 1495.6159 | 1091.5799 | 0 | 198.8593 | 705.2482 | 455.0172 | 847.7392 | 2638.6234 | 0 | 2.0644 | 0.0048814 | 0 | 0.76786 | 0 | 0 | 1765.1632 | 0 | 0 | 0 | 11011.1683 | 331 | 11 | Summer
2018-11-27 12:00 | 1209.7689 | 230.962 | 217.3473 | 1474.6601 | 1093.3003 | 0 | 171.4224 | 724.6556 | 462.3411 | 868.4782 | 2689.9497 | 0 | 2.3603 | 0.0049388 | 0 | 0.87794 | 0 | 0 | 1779.0304 | 0 | 0 | 0 | 10925.1593 | 331 | 12 | Summer
2018-11-27 13:00 | 1159.8106 | 237.722 | 207.8553 | 1366.0274 | 1100.3625 | 0 | 163.7087 | 736.5896 | 458.7746 | 856.9311 | 2668.8794 | 0 | 2.4205 | 0.0049315 | 0 | 0.90032 | 0 | 0 | 1801.9036 | 0 | 0 | 0 | 10761.8904 | 331 | 13 | Summer
2018-11-27 14:00 | 1101.0378 | 260.0322 | 200.6735 | 1233.9968 | 1069.6624 | 0 | 164.1977 | 745.641 | 445.1313 | 821.513 | 2591.4688 | 0 | 2.8001 | 0.0057577 | 0 | 1.0415 | 0 | 0 | 1827.5422 | 0 | 0 | 0 | 10464.744 | 331 | 14 | Summer
2018-11-27 15:00 | 1081.8134 | 276.5735 | 207.6694 | 1249.3177 | 1058.6398 | 0 | 160.5183 | 723.124 | 418.8248 | 776.5265 | 2459.3874 | 0 | 3.9158 | 0.0059154 | 0 | 1.4565 | 0 | 0 | 1841.8774 | 0 | 0 | 0 | 10259.6505 | 331 | 15 | Summer
2018-11-27 16:00 | 1101.2173 | 277.5917 | 247.2937 | 1369.5774 | 1098.558 | 0 | 171.4299 | 674.2982 | 385.6986 | 745.468 | 2331.3537 | 0 | 5.3117 | 0.006083 | 0 | 1.9757 | 0 | 0 | 1833.8985 | 0 | 0 | 0 | 10243.6786 | 331 | 16 | Summer
2018-11-27 17:00 | 1206.5868 | 272.2549 | 343.0837 | 1580.2145 | 1178.0066 | 0 | 192.7076 | 603.648 | 414.5281 | 592.7405 | 2232.2851 | 0 | 6.3839 | 0.0060292 | 0 | 2.3745 | 0 | 0 | 1764.8782 | 0 | 0 | 0 | 10389.6983 | 331 | 17 | Summer
2018-11-27 18:00 | 1290.5914 | 266.6072 | 512.8212 | 1742.0659 | 1274.7227 | 0 | 205.5649 | 532.1311 | 483.206 | 569.5547 | 2151.4078 | 0 | 4.9117 | 0.0059792 | 0 | 1.827 | 0 | 0 | 1753.8221 | 0 | 0 | 0 | 10789.2397 | 331 | 18 | Summer
2018-11-27 19:00 | 1333.5935 | 261.9332 | 681.731 | 1813.061 | 1299.2393 | 0 | 212.6794 | 486.6365 | 456.7224 | 548.449 | 1943.3843 | 0 | 2.6662 | 0.0060602 | 0 | 0.99172 | 0 | 0 | 1762.9973 | 0 | 0 | 0 | 10804.091 | 331 | 19 | Summer
2018-11-27 20:00 | 1391.7324 | 262.3848 | 740.4274 | 1739.1656 | 1262.6728 | 0 | 216.7655 | 438.3858 | 434.12 | 513.3443 | 1848.5741 | 0 | 2.0595 | 0.0061194 | 0 | 0.76606 | 0 | 0 | 1756.881 | 0 | 0 | 0 | 10607.2856 | 331 | 20 | Summer
2018-11-27 21:00 | 1481.8069 | 274.8639 | 669.0911 | 1680.5863 | 1211.2108 | 0 | 214.5846 | 391.0282 | 416.4657 | 420.0047 | 1750.6585 | 0 | 1.561 | 0.0059852 | 0 | 0.58063 | 0 | 0 | 1733.1292 | 0 | 0 | 0 | 10245.5774 | 331 | 21 | Summer
2018-11-27 22:00 | 1584.2102 | 284.2045 | 494.1358 | 1577.3811 | 1145.4762 | 0 | 136.8762 | 349.5028 | 384.8617 | 335.258 | 1662.7357 | 0 | 0.99402 | 0.0058454 | 0 | 0.36973 | 0 | 0 | 1637.8231 | 0 | 0 | 0 | 9593.8348 | 331 | 22 | Summer
2018-11-27 23:00 | 1708.5122 | 299.0118 | 324.4419 | 1232.8698 | 989.6376 | 0 | 148.6802 | 331.1273 | 331.3201 | 276.5519 | 1607.0486 | 0 | 0.69954 | 0.005836 | 0 | 0.2602 | 0 | 0 | 1581.5093 | 0 | 0 | 0 | 8831.6763 | 331 | 23 | Summer
2018-11-28 | 1802.7018 | 307.5157 | 135.7288 | 844.1116 | 908.0676 | 0 | 160.9694 | 319.8733 | 297.0778 | 237.5374 | 1570.8808 | 0 | 0.35531 | 0.005802 | 0 | 0.13216 | 0 | 0 | 1433.3449 | 0 | 0 | 0 | 8018.3024 | 332 | 0 | Summer
2018-11-28 01:00 | 1904.7505 | 316.6919 | 85.8903 | 607.8131 | 879.6434 | 0 | 173.4881 | 287.109 | 280.4149 | 199.0807 | 1504.9675 | 0 | 0.22351 | 0.0057324 | 0 | 0.083138 | 0 | 0 | 1411.0343 | 0 | 0 | 0 | 7651.196 | 332 | 1 | Summer
2018-11-28 02:00 | 2007.9738 | 329.498 | 78.804 | 465.5433 | 864.3525 | 0 | 167.1249 | 275.1512 | 269.5307 | 174.0886 | 1478.1194 | 0 | 0.10498 | 0.0058159 | 0 | 0.039047 | 0 | 0 | 1435.1005 | 0 | 0 | 0 | 7545.4367 | 332 | 2 | Summer
2018-11-28 03:00 | 2119.7435 | 339.9278 | 77.3023 | 430.2234 | 857.7235 | 0 | 179.1649 | 279.0912 | 266.5492 | 166.1678 | 1447.265 | 0 | 0.13638 | 0.0058835 | 0 | 0.050728 | 0 | 0 | 1427.2484 | 0 | 0 | 0 | 7590.5999 | 332 | 3 | Summer
2018-11-28 04:00 | 2194.613 | 346.9629 | 77.3023 | 466.7153 | 858.3097 | 0 | 199.2237 | 294.2406 | 267.6032 | 168.486 | 1413.0391 | 0 | 0.074388 | 0.0059735 | 0 | 0.027669 | 0 | 0 | 1458.9192 | 0 | 0 | 0 | 7745.523 | 332 | 4 | Summer
2018-11-28 05:00 | 2339.8397 | 361.799 | 77.6425 | 639.7891 | 875.3982 | 0 | 228.4018 | 319.941 | 278.1847 | 200.4094 | 1415.1073 | 0 | 0.3103 | 0.0061149 | 0 | 0.11542 | 0 | 0 | 1565.9049 | 0 | 0 | 0 | 8302.8494 | 332 | 5 | Summer
2018-11-28 06:00 | 2484.0902 | 377.892 | 90.6093 | 1019.9956 | 900.4337 | 0 | 306.2634 | 384.224 | 307.9248 | 252.6016 | 1475.7673 | 0 | 0.76167 | 0.0052924 | 0 | 0.28331 | 0 | 0 | 1494.5458 | 0 | 0 | 0 | 9095.398 | 332 | 6 | Summer
2018-11-28 07:00 | 2557.8768 | 385.0818 | 184.1072 | 1337.1044 | 956.543 | 0 | 511.3194 | 476.3932 | 358.7094 | 333.8964 | 1785.7752 | 0 | 1.4403 | 0.0051233 | 0 | 0.53572 | 0 | 0 | 1591.3935 | 0 | 0 | 0 | 10480.1813 | 332 | 7 | Summer
2018-11-28 08:00 | 2495.4608 | 381.2958 | 254.1811 | 1399.0856 | 1028.2674 | 0 | 473.0572 | 552.5053 | 290.6843 | 454.8195 | 2023.3511 | 0 | 1.5892 | 0.0050946 | 0 | 0.59111 | 0 | 0 | 1682.3751 | 0 | 0 | 0 | 11037.2686 | 332 | 8 | Summer
2018-11-28 09:00 | 2307.5614 | 362.7112 | 257.2011 | 1404.5924 | 1068.6198 | 0 | 412.3165 | 604.0442 | 369.4996 | 688.6692 | 2264.4618 | 0 | 1.4433 | 0.0050507 | 0 | 0.53684 | 0 | 0 | 1707.9609 | 0 | 0 | 0 | 11449.6232 | 332 | 9 | Summer
2018-11-28 10:00 | 2081.5708 | 341.7405 | 249.6208 | 1489.043 | 1091.5747 | 0 | 344.6575 | 652.2585 | 426.6044 | 792.731 | 2475.1843 | 0 | 1.6291 | 0.005046 | 0 | 0.60597 | 0 | 0 | 1694.2564 | 0 | 0 | 0 | 11641.482 | 332 | 10 | Summer
2018-11-28 11:00 | 1914.4704 | 327.3227 | 234.6084 | 1514.9937 | 1091.7793 | 0 | 299.8575 | 692.7476 | 454.7504 | 849.4615 | 2637.8932 | 0 | 1.9706 | 0.0049201 | 0 | 0.73299 | 0 | 0 | 1687.0144 | 0 | 0 | 0 | 11707.6075 | 332 | 11 | Summer
2018-11-28 12:00 | 1737.5587 | 311.4908 | 217.1644 | 1465.8222 | 1093.8804 | 0 | 266.7288 | 721.1991 | 462.2977 | 869.0824 | 2687.0461 | 0 | 2.2357 | 0.0049671 | 0 | 0.83157 | 0 | 0 | 1687.2445 | 0 | 0 | 0 | 11522.5872 | 332 | 12 | Summer
2018-11-28 13:00 | 1598.624 | 300.1736 | 207.0695 | 1315.0565 | 1100.6625 | 0 | 238.9904 | 736.9245 | 458.7655 | 858.7899 | 2665.3095 | 0 | 2.2793 | 0.0049798 | 0 | 0.84782 | 0 | 0 | 1698.5664 | 0 | 0 | 0 | 11182.0644 | 332 | 13 | Summer
2018-11-28 14:00 | 1475.1562 | 299.4873 | 199.9081 | 1215.003 | 1068.57 | 0 | 223.0745 | 741.3613 | 445.1259 | 821.3889 | 2588.0229 | 0 | 2.5924 | 0.0050119 | 0 | 0.96427 | 0 | 0 | 1693.8661 | 0 | 0 | 0 | 10774.526 | 332 | 14 | Summer
2018-11-28 15:00 | 1404.0285 | 294.701 | 206.2902 | 1255.5336 | 1057.1659 | 0 | 211.6044 | 724.014 | 418.8259 | 777.1641 | 2455.1169 | 0 | 3.6023 | 0.0051159 | 0 | 1.3399 | 0 | 0 | 1696.2138 | 0 | 0 | 0 | 10505.6057 | 332 | 15 | Summer
2018-11-28 16:00 | 1382.7198 | 291.7235 | 245.3562 | 1352.8134 | 1098.2621 | 0 | 213.6794 | 684.1442 | 385.6988 | 748.7802 | 2324.7236 | 0 | 5.0022 | 0.0053601 | 0 | 1.8606 | 0 | 0 | 1729.2629 | 0 | 0 | 0 | 10464.0324 | 332 | 16 | Summer
2018-11-28 17:00 | 1465.9146 | 305.9643 | 341.1383 | 1634.6377 | 1178.7107 | 0 | 230.1584 | 614.3393 | 414.5288 | 592.9843 | 2227.1223 | 0 | 6.1348 | 0.0054094 | 0 | 2.2819 | 0 | 0 | 1698.294 | 0 | 0 | 0 | 10712.215 | 332 | 17 | Summer
2018-11-28 18:00 | 1547.1888 | 306.9656 | 511.8299 | 1762.2649 | 1274.9764 | 0 | 243.2011 | 546.0798 | 483.1915 | 569.8437 | 2146.2553 | 0 | 4.7913 | 0.0054626 | 0 | 1.7822 | 0 | 0 | 1713.4353 | 0 | 0 | 0 | 11111.8112 | 332 | 18 | Summer
2018-11-28 19:00 | 1581.012 | 302.76 | 682.1362 | 1811.6048 | 1298.3295 | 0 | 254.9462 | 502.8217 | 456.7091 | 549.0424 | 1940.5028 | 0 | 2.5996 | 0.0062789 | 0 | 0.96696 | 0 | 0 | 1722.1591 | 0 | 0 | 0 | 11105.5967 | 332 | 19 | Summer
2018-11-28 20:00 | 1641.8528 | 305.5881 | 745.3946 | 1767.4802 | 1263.304 | 0 | 254.9844 | 453.8614 | 434.1447 | 514.0612 | 1848.2312 | 0 | 1.9996 | 0.00615 | 0 | 0.74376 | 0 | 0 | 1709.2802 | 0 | 0 | 0 | 10940.9322 | 332 | 20 | Summer
2018-11-28 21:00 | 1737.8488 | 314.6425 | 667.9816 | 1697.1067 | 1210.7641 | 0 | 247.2723 | 407.0327 | 417.1344 | 420.7206 | 1751.6789 | 0 | 1.5292 | 0.0060921 | 0 | 0.56881 | 0 | 0 | 1700.1513 | 0 | 0 | 0 | 10574.438 | 332 | 21 | Summer
2018-11-28 22:00 | 1825.2889 | 319.7327 | 491.0711 | 1557.6457 | 1143.9483 | 0 | 150.5019 | 367.2201 | 387.699 | 335.1135 | 1664.9398 | 0 | 0.98283 | 0.0059882 | 0 | 0.36557 | 0 | 0 | 1620.8348 | 0 | 0 | 0 | 9865.3502 | 332 | 22 | Summer
2018-11-28 23:00 | 1903.1643 | 326.11 | 322.8123 | 1202.2519 | 987.6793 | 0 | 157.3242 | 349.2242 | 335.0447 | 277.2935 | 1608.5537 | 0 | 0.68663 | 0.0059243 | 0 | 0.2554 | 0 | 0 | 1555.02 | 0 | 0 | 0 | 9025.4261 | 332 | 23 | Summer
2018-11-29 | 1969.7652 | 330.6781 | 135.254 | 846.8641 | 906.9355 | 0 | 167.3965 | 336.935 | 299.0849 | 238.3206 | 1571.5875 | 0 | 0.36663 | 0.0058926 | 0 | 0.13637 | 0 | 0 | 1478.5823 | 0 | 0 | 0 | 8281.9126 | 333 | 0 | Spring
2018-11-29 01:00 | 2030.3993 | 335.3125 | 86.1753 | 588.8084 | 879.4163 | 0 | 172.4698 | 297.2373 | 280.017 | 198.781 | 1499.5401 | 0 | 0.23206 | 0.0058812 | 0 | 0.086317 | 0 | 0 | 1465.7764 | 0 | 0 | 0 | 7834.2577 | 333 | 1 | Spring
2018-11-29 02:00 | 2073.361 | 337.5665 | 78.9147 | 477.0142 | 864.4755 | 0 | 153.5744 | 281.922 | 269.4249 | 174.4416 | 1473.6582 | 0 | 0.10906 | 0.0059346 | 0 | 0.040564 | 0 | 0 | 1487.8385 | 0 | 0 | 0 | 7672.347 | 333 | 2 | Spring
2018-11-29 03:00 | 2212.3069 | 347.7909 | 77.3023 | 434.1508 | 857.7404 | 0 | 171.4659 | 286.8664 | 266.4829 | 165.6516 | 1441.8265 | 0 | 0.14113 | 0.0059683 | 0 | 0.052495 | 0 | 0 | 1480.7789 | 0 | 0 | 0 | 7742.563 | 333 | 3 | Spring
2018-11-29 04:00 | 2308.3069 | 353.2989 | 77.3023 | 473.5419 | 858.3208 | 0 | 190.8035 | 304.0952 | 267.659 | 169.4334 | 1406.1974 | 0 | 0.077162 | 0.006038 | 0 | 0.028701 | 0 | 0 | 1512.0865 | 0 | 0 | 0 | 7921.1576 | 333 | 4 | Spring
2018-11-29 05:00 | 2428.9374 | 362.4421 | 77.6353 | 629.9701 | 875.4324 | 0 | 219.652 | 329.9266 | 278.3421 | 200.4402 | 1407.3925 | 0 | 0.32066 | 0.0061715 | 0 | 0.11927 | 0 | 0 | 1616.3927 | 0 | 0 | 0 | 8427.0094 | 333 | 5 | Spring
2018-11-29 06:00 | 2545.182 | 374.794 | 90.4729 | 1027.2347 | 900.2436 | 0 | 296.4083 | 395.8107 | 308.3715 | 254.1884 | 1467.7547 | 0 | 0.80848 | 0.0053257 | 0 | 0.30072 | 0 | 0 | 1579.6438 | 0 | 0 | 0 | 9241.219 | 333 | 6 | Spring
2018-11-29 07:00 | 2607.4019 | 380.7577 | 183.7887 | 1363.5189 | 956.0366 | 0 | 496.7041 | 490.12 | 360.7113 | 333.4101 | 1778.674 | 0 | 1.5267 | 0.0051616 | 0 | 0.56787 | 0 | 0 | 1679.8778 | 0 | 0 | 0 | 10633.1008 | 333 | 7 | Spring
2018-11-29 08:00 | 2542.0525 | 375.3942 | 252.2849 | 1421.4895 | 1028.9539 | 0 | 460.6663 | 566.593 | 296.27 | 457.1903 | 2016.6886 | 0 | 1.6462 | 0.0050671 | 0 | 0.61233 | 0 | 0 | 1739.3367 | 0 | 0 | 0 | 11159.1835 | 333 | 8 | Spring
2018-11-29 09:00 | 2336.4457 | 359.7481 | 257.4996 | 1413.461 | 1071.1069 | 0 | 407.3458 | 617.1495 | 372.73 | 689.7851 | 2256.4833 | 0 | 1.4725 | 0.0049498 | 0 | 0.54771 | 0 | 0 | 1740.8488 | 0 | 0 | 0 | 11524.6291 | 333 | 9 | Spring
2018-11-29 10:00 | 2095.5292 | 340.9707 | 251.0821 | 1465.2423 | 1092.8496 | 0 | 336.2092 | 668.7227 | 427.6349 | 793.8873 | 2463.3942 | 0 | 1.6212 | 0.0048673 | 0 | 0.60304 | 0 | 0 | 1684.2623 | 0 | 0 | 0 | 11622.0135 | 333 | 10 | Spring
2018-11-29 11:00 | 1846.487 | 310.2877 | 235.4405 | 1502.9835 | 1091.7296 | 0 | 276.7742 | 718.5308 | 454.9038 | 851.3739 | 2618.467 | 0 | 1.9815 | 0.0048291 | 0 | 0.73704 | 0 | 0 | 1694.6786 | 0 | 0 | 0 | 11604.3799 | 333 | 11 | Spring
2018-11-29 12:00 | 1657.3892 | 289.7276 | 218.5986 | 1474.9957 | 1094.5707 | 0 | 228.2711 | 749.4837 | 462.3097 | 870.9979 | 2658.9508 | 0 | 2.2524 | 0.004846 | 0 | 0.83782 | 0 | 0 | 1698.2625 | 0 | 0 | 0 | 11406.6526 | 333 | 12 | Spring
2018-11-29 13:00 | 1536.4886 | 282.6717 | 208.0563 | 1328.9353 | 1102.0729 | 0 | 200.5005 | 749.6737 | 458.7695 | 860.1878 | 2631.5844 | 0 | 2.2998 | 0.0048691 | 0 | 0.85543 | 0 | 0 | 1712.1043 | 0 | 0 | 0 | 11074.2049 | 333 | 13 | Spring
2018-11-29 14:00 | 1422.7325 | 277.2515 | 200.1563 | 1193.5393 | 1070.427 | 0 | 188.8113 | 743.9658 | 445.1295 | 823.7234 | 2553.3824 | 0 | 2.6226 | 0.0049215 | 0 | 0.97548 | 0 | 0 | 1711.8653 | 0 | 0 | 0 | 10634.5874 | 333 | 14 | Spring
2018-11-29 15:00 | 1363.7991 | 272.9194 | 205.434 | 1193.3174 | 1057.4777 | 0 | 182.2585 | 719.7134 | 418.8265 | 779.7186 | 2425.6575 | 0 | 3.6538 | 0.0050075 | 0 | 1.3591 | 0 | 0 | 1718.6091 | 0 | 0 | 0 | 10342.7491 | 333 | 15 | Spring
2018-11-29 16:00 | 1345.7825 | 265.5561 | 243.8891 | 1364.7879 | 1098.099 | 0 | 183.7098 | 672.4741 | 385.699 | 748.1691 | 2306.359 | 0 | 5.1021 | 0.0052469 | 0 | 1.8978 | 0 | 0 | 1761.8457 | 0 | 0 | 0 | 10383.3764 | 333 | 16 | Spring
2018-11-29 17:00 | 1360.4967 | 262.2933 | 336.2115 | 1623.2785 | 1175.6287 | 0 | 189.1989 | 611.9262 | 414.5282 | 594.0497 | 2219.7454 | 0 | 6.2942 | 0.0060742 | 0 | 2.3412 | 0 | 0 | 1740.4453 | 0 | 0 | 0 | 10536.4438 | 333 | 17 | Spring
2018-11-29 18:00 | 1352.007 | 260.1502 | 506.9262 | 1790.0457 | 1273.1153 | 0 | 189.7687 | 549.9182 | 483.1924 | 570.3165 | 2148.7873 | 0 | 4.9025 | 0.006138 | 0 | 1.8235 | 0 | 0 | 1750.7158 | 0 | 0 | 0 | 10881.6755 | 333 | 18 | Spring
2018-11-29 19:00 | 1350.1374 | 259.8535 | 678.6113 | 1777.6159 | 1297.1819 | 0 | 197.4044 | 506.7178 | 456.708 | 551.1974 | 1950.4086 | 0 | 2.702 | 0.0062617 | 0 | 1.005 | 0 | 0 | 1786.6773 | 0 | 0 | 0 | 10816.2269 | 333 | 19 | Spring
2018-11-29 20:00 | 1383.7981 | 262.4452 | 741.2879 | 1741.9754 | 1262.0789 | 0 | 198.2788 | 455.3788 | 434.1247 | 517.1985 | 1862.8223 | 0 | 2.0891 | 0.0062115 | 0 | 0.77705 | 0 | 0 | 1782.1771 | 0 | 0 | 0 | 10644.438 | 333 | 20 | Spring
2018-11-29 21:00 | 1450.633 | 267.5264 | 665.532 | 1672.5129 | 1209.099 | 0 | 195.022 | 406.4119 | 416.492 | 419.9504 | 1767.7062 | 0 | 1.5938 | 0.0061474 | 0 | 0.59285 | 0 | 0 | 1770.0189 | 0 | 0 | 0 | 10243.0976 | 333 | 21 | Spring
2018-11-29 22:00 | 1531.2995 | 274.6595 | 493.17 | 1545.744 | 1145.6034 | 0 | 117.2437 | 364.5156 | 384.9438 | 336.4284 | 1678.4158 | 0 | 1.0202 | 0.0059699 | 0 | 0.37947 | 0 | 0 | 1681.0082 | 0 | 0 | 0 | 9554.4375 | 333 | 22 | Spring
2018-11-29 23:00 | 1571.2978 | 289.2141 | 325.8208 | 1219.7663 | 989.874 | 0 | 118.1556 | 342.7656 | 331.5038 | 277.612 | 1615.807 | 0 | 0.71998 | 0.0059213 | 0 | 0.2678 | 0 | 0 | 1628.6886 | 0 | 0 | 0 | 8711.4992 | 333 | 23 | Spring
2018-11-30 | 1653.4458 | 298.0898 | 135.217 | 834.1792 | 907.5847 | 0 | 130.8268 | 331.5246 | 297.3998 | 238.305 | 1570.3319 | 0 | 0.38301 | 0.0058407 | 0 | 0.14247 | 0 | 0 | 1544.7347 | 0 | 0 | 0 | 7942.1707 | 334 | 0 | Spring
2018-11-30 01:00 | 1731.1589 | 305.5529 | 85.9351 | 602.1034 | 879.4177 | 0 | 139.0093 | 292.7982 | 279.5629 | 199.933 | 1506.0013 | 0 | 0.24216 | 0.0058337 | 0 | 0.090072 | 0 | 0 | 1527.7936 | 0 | 0 | 0 | 7549.6043 | 334 | 1 | Spring
2018-11-30 02:00 | 1782.176 | 311.6051 | 78.8444 | 486.8922 | 864.3145 | 0 | 128.5915 | 279.1944 | 269.2644 | 176.525 | 1478.6727 | 0 | 0.1139 | 0.0058285 | 0 | 0.042367 | 0 | 0 | 1551.8007 | 0 | 0 | 0 | 7408.0429 | 334 | 2 | Spring
2018-11-30 03:00 | 1924.4545 | 326.1102 | 77.3023 | 440.7784 | 857.7224 | 0 | 142.6614 | 284.7102 | 266.4136 | 165.7956 | 1445.5497 | 0 | 0.14707 | 0.0059162 | 0 | 0.054705 | 0 | 0 | 1539.8009 | 0 | 0 | 0 | 7471.5068 | 334 | 3 | Spring
2018-11-30 04:00 | 2055.534 | 344.1531 | 77.3023 | 473.8136 | 858.316 | 0 | 169.6535 | 304.5539 | 267.6611 | 168.6862 | 1409.3309 | 0 | 0.080829 | 0.0060384 | 0 | 0.030065 | 0 | 0 | 1577.5385 | 0 | 0 | 0 | 7706.66 | 334 | 4 | Spring
2018-11-30 05:00 | 2164.77 | 355.7424 | 77.6249 | 643.7873 | 875.4079 | 0 | 200.9819 | 331.645 | 278.4037 | 200.8914 | 1411.4274 | 0 | 0.33223 | 0.0061197 | 0 | 0.12358 | 0 | 0 | 1675.1463 | 0 | 0 | 0 | 8216.2902 | 334 | 5 | Spring
2018-11-30 06:00 | 2279.042 | 363.8556 | 90.4954 | 1042.2189 | 900.35 | 0 | 267.1161 | 396.5368 | 308.5144 | 254.4688 | 1470.7989 | 0 | 0.84411 | 0.0060187 | 0 | 0.31397 | 0 | 0 | 1643.9052 | 0 | 0 | 0 | 9018.4663 | 334 | 6 | Spring
2018-11-30 07:00 | 2386.2772 | 378.1715 | 184.1726 | 1362.4721 | 955.8775 | 0 | 461.8831 | 492.648 | 360.907 | 332.5115 | 1780.4513 | 0 | 1.5722 | 0.0057466 | 0 | 0.58481 | 0 | 0 | 1726.5329 | 0 | 0 | 0 | 10424.0674 | 334 | 7 | Spring
2018-11-30 08:00 | 2357.8119 | 377.3388 | 255.1623 | 1400.8585 | 1028.1634 | 0 | 434.5009 | 571.4459 | 296.4988 | 456.3804 | 2019.3027 | 0 | 1.7072 | 0.0057203 | 0 | 0.63502 | 0 | 0 | 1800.8079 | 0 | 0 | 0 | 11000.6195 | 334 | 8 | Spring
2018-11-30 09:00 | 2128.9684 | 357.7279 | 255.8915 | 1403.3112 | 1068.9406 | 0 | 373.8271 | 620.0051 | 373.0294 | 691.5261 | 2261.935 | 0 | 1.5454 | 0.0055745 | 0 | 0.57483 | 0 | 0 | 1824.0262 | 0 | 0 | 0 | 11361.3141 | 334 | 9 | Spring
2018-11-30 10:00 | 1860.5495 | 330.9374 | 246.4672 | 1493.6916 | 1090.6013 | 0 | 305.5756 | 660.1064 | 427.8536 | 795.7922 | 2474.5644 | 0 | 1.7173 | 0.0054734 | 0 | 0.63876 | 0 | 0 | 1782.2238 | 0 | 0 | 0 | 11470.7245 | 334 | 10 | Spring
2018-11-30 11:00 | 1629.0667 | 305.7329 | 231.15 | 1503.706 | 1089.2825 | 0 | 251.1638 | 693.3332 | 455.0172 | 852.503 | 2638.6234 | 0 | 2.098 | 0.0054842 | 0 | 0.78035 | 0 | 0 | 1792.5463 | 0 | 0 | 0 | 11445.0089 | 334 | 11 | Spring
2018-11-30 12:00 | 1431.0914 | 284.7792 | 215.3038 | 1466.4916 | 1091.5059 | 0 | 203.983 | 709.3387 | 462.3411 | 873.4345 | 2689.9497 | 0 | 2.3775 | 0.0054016 | 0 | 0.88433 | 0 | 0 | 1790.5908 | 0 | 0 | 0 | 11222.077 | 334 | 12 | Spring
2018-11-30 13:00 | 1304.2017 | 269.9938 | 206.2565 | 1329.3746 | 1099.4198 | 0 | 176.6898 | 708.9216 | 458.7746 | 859.3259 | 2668.8794 | 0 | 2.4102 | 0.0053263 | 0 | 0.89649 | 0 | 0 | 1792.8802 | 0 | 0 | 0 | 10878.0299 | 334 | 13 | Spring
2018-11-30 14:00 | 1158.3362 | 255.2187 | 196.6607 | 1231.0877 | 1066.7117 | 0 | 159.0678 | 707.2221 | 445.1313 | 826.7619 | 2591.4688 | 0 | 2.7233 | 0.0053637 | 0 | 1.013 | 0 | 0 | 1776.0428 | 0 | 0 | 0 | 10417.4513 | 334 | 14 | Spring
2018-11-30 15:00 | 1066.1106 | 241.2325 | 202.8982 | 1244.8921 | 1055.1603 | 0 | 148.2744 | 683.4458 | 418.8248 | 781.8785 | 2459.3874 | 0 | 3.7724 | 0.0054903 | 0 | 1.4032 | 0 | 0 | 1772.5886 | 0 | 0 | 0 | 10079.8743 | 334 | 15 | Spring
2018-11-30 16:00 | 1052.5676 | 237.6646 | 243.0458 | 1369.9052 | 1096.5548 | 0 | 152.2293 | 642.1047 | 385.6986 | 750.8128 | 2331.3537 | 0 | 5.1985 | 0.0057524 | 0 | 1.9336 | 0 | 0 | 1792.9054 | 0 | 0 | 0 | 10061.9802 | 334 | 16 | Spring
2018-11-30 17:00 | 1134.3923 | 246.8751 | 338.5943 | 1565.4597 | 1176.5807 | 0 | 169.8473 | 587.9844 | 414.5281 | 595.4506 | 2232.2851 | 0 | 6.3927 | 0.0058524 | 0 | 2.3778 | 0 | 0 | 1764.8919 | 0 | 0 | 0 | 10235.6657 | 334 | 17 | Spring
2018-11-30 18:00 | 1233.5536 | 258.5206 | 508.4759 | 1814.2018 | 1274.6466 | 0 | 187.5431 | 530.1502 | 483.206 | 573.2879 | 2151.4078 | 0 | 4.9184 | 0.0058644 | 0 | 1.8294 | 0 | 0 | 1753.8677 | 0 | 0 | 0 | 10775.615 | 334 | 18 | Spring
2018-11-30 19:00 | 1326.9449 | 266.9751 | 676.2932 | 1814.1553 | 1298.587 | 0 | 205.3265 | 489.0842 | 456.7224 | 555.1248 | 1943.3843 | 0 | 2.7206 | 0.0059059 | 0 | 1.012 | 0 | 0 | 1795.9742 | 0 | 0 | 0 | 10832.3104 | 334 | 19 | Spring
2018-11-30 20:00 | 1413.0239 | 274.5108 | 738.5697 | 1723.5169 | 1261.52 | 0 | 208.8777 | 439.3741 | 434.12 | 516.9615 | 1848.5741 | 0 | 2.1141 | 0.0058556 | 0 | 0.78637 | 0 | 0 | 1800.271 | 0 | 0 | 0 | 10662.226 | 334 | 20 | Spring
2018-11-30 21:00 | 1490.7351 | 284.2729 | 664.6996 | 1676.219 | 1208.817 | 0 | 202.6772 | 390.7069 | 416.4657 | 425.9261 | 1750.6585 | 0 | 1.5883 | 0.0057321 | 0 | 0.59079 | 0 | 0 | 1762.7435 | 0 | 0 | 0 | 10276.1061 | 334 | 21 | Spring
2018-11-30 22:00 | 1539.6488 | 286.9488 | 495.8284 | 1533.6145 | 1144.3793 | 0 | 116.4278 | 349.4542 | 384.8617 | 338.9428 | 1662.7357 | 0 | 1.02 | 0.005667 | 0 | 0.37939 | 0 | 0 | 1680.5533 | 0 | 0 | 0 | 9534.8004 | 334 | 22 | Spring
2018-11-30 23:00 | 1569.2121 | 290.333 | 330.0811 | 1184.39 | 990.6027 | 0 | 114.773 | 330.7739 | 331.3201 | 279.8242 | 1607.0486 | 0 | 0.71909 | 0.0062685 | 0 | 0.26747 | 0 | 0 | 1624.9194 | 0 | 0 | 0 | 8654.2708 | 334 | 23 | Spring
2018-12-01 | 1584.2284 | 289.7069 | 137.3747 | 855.5675 | 908.4302 | 0 | 116.2158 | 318.3931 | 297.0778 | 239.8896 | 1570.8808 | 0 | 0.38886 | 0.0061587 | 0 | 0.14464 | 0 | 0 | 1568.1511 | 0 | 0 | 0 | 7886.4556 | 335 | 0 | Winter
2018-12-01 01:00 | 1589.6589 | 286.2709 | 92.3874 | 674.1721 | 909.9964 | 0 | 130.7401 | 299.5087 | 262.7998 | 180.3501 | 1547.7876 | 0 | 0.24663 | 0.006171 | 0 | 0.091736 | 0 | 0 | 1554.0484 | 0 | 0 | 0 | 7528.065 | 335 | 1 | Winter
2018-12-01 02:00 | 1591.6215 | 282.8789 | 84.7578 | 501.7348 | 879.315 | 0 | 109.6714 | 286.591 | 255.9752 | 165.3717 | 1557.1641 | 0 | 0.11487 | 0.0061437 | 0 | 0.042728 | 0 | 0 | 1568.6118 | 0 | 0 | 0 | 7283.8571 | 335 | 2 | Winter
2018-12-01 03:00 | 1656.3375 | 284.6045 | 82.6717 | 407.8818 | 866.9692 | 0 | 111.1923 | 285.0461 | 250.1968 | 168.7583 | 1530.9542 | 0 | 0.14836 | 0.0061486 | 0 | 0.055183 | 0 | 0 | 1551.3751 | 0 | 0 | 0 | 7196.1973 | 335 | 3 | Winter
2018-12-01 04:00 | 1704.0843 | 280.0454 | 82.6717 | 402.6914 | 866.1358 | 0 | 118.4568 | 295.1958 | 248.3003 | 185.5427 | 1497.1429 | 0 | 0.080904 | 0.0062951 | 0 | 0.030093 | 0 | 0 | 1586.5644 | 0 | 0 | 0 | 7266.9488 | 335 | 4 | Winter
2018-12-01 05:00 | 1805.2586 | 287.2928 | 83.4095 | 406.5059 | 886.2676 | 0 | 135.9579 | 310.5363 | 250.4716 | 201.4553 | 1449.9068 | 0 | 0.33553 | 0.0064131 | 0 | 0.1248 | 0 | 0 | 1690.095 | 0 | 0 | 0 | 7507.624 | 335 | 5 | Winter
2018-12-01 06:00 | 1922.5152 | 302.9101 | 90.3475 | 492.6429 | 914.2154 | 0 | 184.3624 | 337.9873 | 255.7728 | 232.8832 | 1396.508 | 0 | 0.85904 | 0.0056068 | 0 | 0.31953 | 0 | 0 | 1669.5607 | 0 | 0 | 0 | 7800.8897 | 335 | 6 | Winter
2018-12-01 07:00 | 2013.4103 | 312.7705 | 131.7093 | 728.4599 | 970.6068 | 0 | 347.8203 | 396.4766 | 270.3179 | 285.8319 | 1505.2127 | 0 | 1.5888 | 0.005475 | 0 | 0.59097 | 0 | 0 | 1742.1383 | 0 | 0 | 0 | 8706.9396 | 335 | 7 | Winter
2018-12-01 08:00 | 1981.02 | 307.9081 | 206.6332 | 1091.2737 | 1084.4096 | 0 | 308.926 | 427.9115 | 159.3331 | 327.118 | 1486.0485 | 0 | 1.7095 | 0.0053932 | 0 | 0.63586 | 0 | 0 | 1801.0991 | 0 | 0 | 0 | 9184.0315 | 335 | 8 | Winter
2018-12-01 09:00 | 1815.9915 | 295.6223 | 281.1714 | 1415.3716 | 1223.1583 | 0 | 274.0304 | 458.6672 | 189.3831 | 469.3937 | 1459.9881 | 0 | 1.5318 | 0.0052948 | 0 | 0.56978 | 0 | 0 | 1806.8245 | 0 | 0 | 0 | 9691.7089 | 335 | 9 | Winter
2018-12-01 10:00 | 1575.0248 | 264.9886 | 321.6552 | 1633.5388 | 1304.9129 | 0 | 229.3292 | 505.797 | 216.2907 | 524.0762 | 1471.5645 | 0 | 1.6983 | 0.0052027 | 0 | 0.63171 | 0 | 0 | 1761.6721 | 0 | 0 | 0 | 9811.1853 | 335 | 10 | Winter
2018-12-01 11:00 | 1362.9766 | 224.0957 | 316.7274 | 1623.4942 | 1313.831 | 0 | 191.9906 | 547.6186 | 230.3457 | 564.8713 | 1533.5512 | 0 | 2.0299 | 0.0050589 | 0 | 0.75503 | 0 | 0 | 1733.9004 | 0 | 0 | 0 | 9646.1928 | 335 | 11 | Winter
2018-12-01 12:00 | 1210.7457 | 208.5529 | 294.1848 | 1611.2693 | 1315.447 | 0 | 166.7864 | 578.3566 | 237.352 | 596.6963 | 1574.19 | 0 | 2.3088 | 0.0050819 | 0 | 0.85878 | 0 | 0 | 1738.6934 | 0 | 0 | 0 | 9535.4471 | 335 | 12 | Winter
2018-12-01 13:00 | 1084.1504 | 198.4312 | 279.0037 | 1668.7875 | 1324.1131 | 0 | 145.8628 | 596.9546 | 239.1115 | 615.8519 | 1597.9018 | 0 | 2.3684 | 0.0052013 | 0 | 0.88095 | 0 | 0 | 1761.4847 | 0 | 0 | 0 | 9514.9077 | 335 | 13 | Winter
2018-12-01 14:00 | 933.1976 | 193.2591 | 272.6363 | 1617.0069 | 1285.1382 | 0 | 134.8084 | 600.4628 | 238.5164 | 633.1086 | 1609.9614 | 0 | 2.6877 | 0.0052694 | 0 | 0.99972 | 0 | 0 | 1752.556 | 0 | 0 | 0 | 9274.3445 | 335 | 14 | Winter
2018-12-01 15:00 | 852.7822 | 194.9758 | 280.7323 | 1468.6369 | 1268.4632 | 0 | 127.9769 | 590.2669 | 234.9383 | 634.6761 | 1631.1355 | 0 | 3.726 | 0.0054576 | 0 | 1.3859 | 0 | 0 | 1750.521 | 0 | 0 | 0 | 9040.2227 | 335 | 15 | Winter
2018-12-01 16:00 | 822.2405 | 191.4574 | 321.0124 | 1523.4925 | 1323.3588 | 0 | 127.8447 | 571.1551 | 229.9111 | 622.5327 | 1678.883 | 0 | 5.1071 | 0.0057246 | 0 | 1.8996 | 0 | 0 | 1760.9131 | 0 | 0 | 0 | 9179.8137 | 335 | 16 | Winter
2018-12-01 17:00 | 907.4488 | 189.2705 | 425.5765 | 1687.4096 | 1419.4053 | 0 | 143.6899 | 538.9337 | 287.2456 | 519.456 | 1741.6208 | 0 | 6.2439 | 0.0057724 | 0 | 2.3225 | 0 | 0 | 1723.3229 | 0 | 0 | 0 | 9591.9516 | 335 | 17 | Winter
2018-12-01 18:00 | 975.259 | 191.4308 | 600.5175 | 1836.2553 | 1540.2737 | 0 | 162.6302 | 493.5817 | 386.0077 | 504.8051 | 1803.5482 | 0 | 4.7135 | 0.0057911 | 0 | 1.7532 | 0 | 0 | 1680.3198 | 0 | 0 | 0 | 10181.1015 | 335 | 18 | Winter
2018-12-01 19:00 | 1030.5427 | 196.2669 | 761.9484 | 1872.9713 | 1576.2878 | 0 | 176.9227 | 458.579 | 385.2142 | 478.4528 | 1709.4431 | 0 | 2.5732 | 0.0058074 | 0 | 0.95712 | 0 | 0 | 1697.7785 | 0 | 0 | 0 | 10347.9436 | 335 | 19 | Winter
2018-12-01 20:00 | 1098.5339 | 202.4187 | 800.1675 | 1781.1551 | 1542.8082 | 0 | 190.4336 | 424.7424 | 385.5904 | 436.627 | 1699.4077 | 0 | 2.0136 | 0.0058605 | 0 | 0.74899 | 0 | 0 | 1714.2674 | 0 | 0 | 0 | 10278.9204 | 335 | 20 | Winter
2018-12-01 21:00 | 1184.17 | 217.4034 | 693.275 | 1730.3865 | 1474.6998 | 0 | 196.3994 | 398.4073 | 382.351 | 382.7545 | 1680.8259 | 0 | 1.5348 | 0.005821 | 0 | 0.57086 | 0 | 0 | 1703.0093 | 0 | 0 | 0 | 10045.7936 | 335 | 21 | Winter
2018-12-01 22:00 | 1290.9256 | 228.7873 | 516.5158 | 1617.7799 | 1380.1408 | 0 | 119.1165 | 353.7312 | 359.3392 | 331.4299 | 1637.0345 | 0 | 1.0023 | 0.0056329 | 0 | 0.37281 | 0 | 0 | 1651.0002 | 0 | 0 | 0 | 9487.1816 | 335 | 22 | Winter
2018-12-01 23:00 | 1392.09 | 243.5121 | 361.6369 | 1408.8653 | 1150.5628 | 0 | 119.1995 | 329.8576 | 310.6487 | 264.7094 | 1581.5595 | 0 | 0.71682 | 0.0056817 | 0 | 0.26663 | 0 | 0 | 1621.6539 | 0 | 0 | 0 | 8785.2848 | 335 | 23 | Winter
2018-12-02 | 1478.5748 | 251.0106 | 153.3609 | 1053.0234 | 993.4991 | 0 | 124.0032 | 309.7209 | 276.083 | 211.3758 | 1542.7824 | 0 | 0.99881 | 0.0082599 | 0 | 0.37152 | 0 | 0 | 1157.3703 | 0 | 0 | 0 | 7552.1829 | 336 | 0 | Fall
2018-12-02 01:00 | 1580.0955 | 260.7249 | 94.2371 | 705.3925 | 920.0756 | 0 | 117.8043 | 291.9636 | 254.282 | 182.3761 | 1415.5104 | 0 | 0.39302 | 0.0082721 | 0 | 0.14619 | 0 | 0 | 1139.6443 | 0 | 0 | 0 | 6962.6538 | 336 | 1 | Fall
2018-12-02 02:00 | 1673.332 | 282.5317 | 85.1991 | 509.3699 | 885.019 | 0 | 113.9405 | 284.0146 | 246.2238 | 168.7485 | 1436.644 | 0 | 0.33138 | 0.0082297 | 0 | 0.12326 | 0 | 0 | 1072.5623 | 0 | 0 | 0 | 6758.0482 | 336 | 2 | Fall
2018-12-02 03:00 | 1815.8306 | 290.9607 | 82.6717 | 424.772 | 869.69 | 0 | 128.4073 | 283.7909 | 241.1178 | 172.3369 | 1430.7921 | 0 | 0.23653 | 0.0081886 | 0 | 0.087981 | 0 | 0 | 1030.0047 | 0 | 0 | 0 | 6770.7075 | 336 | 3 | Fall
2018-12-02 04:00 | 1925.1479 | 300.0713 | 82.6717 | 396.243 | 867.4549 | 0 | 140.141 | 286.332 | 237.6324 | 189.5205 | 1387.7021 | 0 | 0.045168 | 0.0082071 | 0 | 0.016801 | 0 | 0 | 1026.288 | 0 | 0 | 0 | 6839.2753 | 336 | 4 | Fall
2018-12-02 05:00 | 2086.1093 | 317.0421 | 83.424 | 416.7187 | 886.0909 | 0 | 157.1523 | 294.0839 | 242.2733 | 207.5838 | 1354.8697 | 0 | 0.14007 | 0.0082055 | 0 | 0.052101 | 0 | 0 | 1032.2737 | 0 | 0 | 0 | 7077.8221 | 336 | 5 | Fall
2018-12-02 06:00 | 2201.0346 | 328.4039 | 90.7938 | 518.7227 | 914.6651 | 0 | 208.8807 | 329.863 | 251.3872 | 241.3819 | 1320.1457 | 0 | 0.28654 | 0.0080907 | 0 | 0.10658 | 0 | 0 | 995.634 | 0 | 0 | 0 | 7401.3139 | 336 | 6 | Fall
2018-12-02 07:00 | 2281.5793 | 334.7197 | 133.9222 | 726.5415 | 971.2611 | 0 | 379.8264 | 368.7456 | 263.6365 | 286.6678 | 1265.2003 | 0 | 0.51103 | 0.008263 | 0 | 0.19008 | 0 | 0 | 1008.6201 | 0 | 0 | 0 | 8021.4298 | 336 | 7 | Fall
2018-12-02 08:00 | 2263.5482 | 335.4855 | 208.3097 | 1066.6117 | 1086.7128 | 0 | 335.0751 | 381.9321 | 134.7938 | 321.5119 | 1235.8067 | 0 | 0.90961 | 0.0063669 | 0 | 0.33834 | 0 | 0 | 946.965 | 0 | 0 | 0 | 8318.0068 | 336 | 8 | Fall
2018-12-02 09:00 | 2018.7843 | 312.4975 | 285.7219 | 1399.458 | 1229.0562 | 0 | 293.2083 | 390.6972 | 137.9289 | 459.2288 | 1275.7444 | 0 | 1.6093 | 0.0063447 | 0 | 0.59858 | 0 | 0 | 946.9708 | 0 | 0 | 0 | 8751.5105 | 336 | 9 | Fall
2018-12-02 10:00 | 1731.0635 | 268.7621 | 327.346 | 1624.0892 | 1310.7569 | 0 | 238.2572 | 418.6471 | 158.1587 | 498.6284 | 1293.7131 | 0 | 2.0994 | 0.0062302 | 0 | 0.78089 | 0 | 0 | 906.5771 | 0 | 0 | 0 | 8778.8859 | 336 | 10 | Fall
2018-12-02 11:00 | 1455.6222 | 229.5165 | 323.3719 | 1685.663 | 1322.383 | 0 | 191.7161 | 440.14 | 177.2739 | 524.3817 | 1309.5744 | 0 | 2.7314 | 0.0062119 | 0 | 1.016 | 0 | 0 | 934.3304 | 0 | 0 | 0 | 8597.7267 | 336 | 11 | Fall
2018-12-02 12:00 | 1223.7104 | 205.7827 | 298.7911 | 1703.3547 | 1320.8444 | 0 | 151.851 | 455.3578 | 191.8208 | 553.4362 | 1337.8689 | 0 | 3.3581 | 0.0062868 | 0 | 1.2491 | 0 | 0 | 911.7576 | 0 | 0 | 0 | 8359.1889 | 336 | 12 | Fall
2018-12-02 13:00 | 1049.0557 | 190.846 | 282.4512 | 1711.9857 | 1329.4821 | 0 | 124.0025 | 468.6573 | 200.512 | 574.5011 | 1390.8021 | 0 | 3.5119 | 0.0062887 | 0 | 1.3063 | 0 | 0 | 928.2646 | 0 | 0 | 0 | 8255.3846 | 336 | 13 | Fall
2018-12-02 14:00 | 913.0267 | 184.6651 | 272.5821 | 1585.62 | 1284.0773 | 0 | 112.1609 | 471.1963 | 204.1428 | 586.8438 | 1432.3599 | 0 | 3.6042 | 0.0063235 | 0 | 1.3406 | 0 | 0 | 920.708 | 0 | 0 | 0 | 7972.334 | 336 | 14 | Fall
2018-12-02 15:00 | 836.2632 | 183.351 | 282.4382 | 1479.4771 | 1268.2119 | 0 | 105.7474 | 466.4188 | 202.0859 | 594.581 | 1477.5118 | 0 | 3.8022 | 0.0064464 | 0 | 1.4143 | 0 | 0 | 905.6271 | 0 | 0 | 0 | 7806.9363 | 336 | 15 | Fall
2018-12-02 16:00 | 832.8485 | 183.7577 | 325.4167 | 1524.4888 | 1326.1581 | 0 | 109.5813 | 455.0458 | 194.6806 | 591.943 | 1516.5853 | 0 | 4.4151 | 0.0067155 | 0 | 1.6422 | 0 | 0 | 928.0568 | 0 | 0 | 0 | 7994.6266 | 336 | 16 | Fall
2018-12-02 17:00 | 912.282 | 182.8148 | 435.7241 | 1651.2217 | 1423.9537 | 0 | 127.8263 | 442.8466 | 246.912 | 497.4998 | 1545.832 | 0 | 4.1698 | 0.0066662 | 0 | 1.551 | 0 | 0 | 937.7721 | 0 | 0 | 0 | 8410.4126 | 336 | 17 | Fall
2018-12-02 18:00 | 984.7775 | 187.0782 | 614.243 | 1814.0481 | 1549.4396 | 0 | 143.2976 | 418.6474 | 337.6425 | 485.1808 | 1571.18 | 0 | 4.8799 | 0.0065707 | 0 | 1.8151 | 0 | 0 | 932.4611 | 0 | 0 | 0 | 9044.6974 | 336 | 18 | Fall
2018-12-02 19:00 | 1014.1331 | 190.6964 | 771.9199 | 1855.5438 | 1583.8332 | 0 | 151.8275 | 403.947 | 327.082 | 462.777 | 1583.9365 | 0 | 4.8166 | 0.0079063 | 0 | 1.7916 | 0 | 0 | 937.4848 | 0 | 0 | 0 | 9289.7974 | 336 | 19 | Fall
2018-12-02 20:00 | 1071.108 | 195.3071 | 807.9811 | 1751.2099 | 1546.7375 | 0 | 162.5837 | 389.4227 | 315.4817 | 425.8736 | 1561.8899 | 0 | 4.0995 | 0.0078453 | 0 | 1.5248 | 0 | 0 | 958.0408 | 0 | 0 | 0 | 9191.2681 | 336 | 20 | Fall
2018-12-02 21:00 | 1146.8721 | 198.9951 | 693.6075 | 1666.9265 | 1475.7859 | 0 | 168.3336 | 371.6654 | 303.6159 | 377.5841 | 1527.7768 | 0 | 3.416 | 0.0077467 | 0 | 1.2706 | 0 | 0 | 960.4881 | 0 | 0 | 0 | 8896.3454 | 336 | 21 | Fall
2018-12-02 22:00 | 1212.6766 | 205.2318 | 513.124 | 1593.0045 | 1377.6561 | 0 | 100.0189 | 340.2257 | 292.2346 | 329.3977 | 1478.6656 | 0 | 2.7251 | 0.0083645 | 0 | 1.0136 | 0 | 0 | 1020.4263 | 0 | 0 | 0 | 8466.409 | 336 | 22 | Fall
2018-12-02 23:00 | 1302.3389 | 211.9782 | 361.8986 | 1385.8342 | 1152.1584 | 0 | 101.5991 | 330.0857 | 280.3088 | 268.2294 | 1425.497 | 0 | 1.8192 | 0.007995 | 0 | 0.67667 | 0 | 0 | 1071.4078 | 0 | 0 | 0 | 7893.84 | 336 | 23 | Fall
2018-12-03 | 1361.1936 | 217.323 | 155.2013 | 1019.2794 | 994.7086 | 0 | 107.3408 | 318.9911 | 267.4478 | 216.6209 | 1387.8625 | 0 | 0.93652 | 0.0078744 | 0 | 0.34835 | 0 | 0 | 1085.2666 | 0 | 0 | 0 | 7132.5284 | 337 | 0 | Winter
2018-12-03 01:00 | 1410.4048 | 222.7072 | 94.8268 | 708.3357 | 921.4822 | 0 | 111.4712 | 282.5602 | 279.5629 | 201.9926 | 1506.0013 | 0 | 0.36579 | 0.0078115 | 0 | 0.13606 | 0 | 0 | 1060.6566 | 0 | 0 | 0 | 6800.5111 | 337 | 1 | Winter
2018-12-03 02:00 | 1445.6704 | 224.0178 | 85.3287 | 507.5583 | 885.9243 | 0 | 99.7115 | 267.731 | 269.2644 | 175.1353 | 1478.6727 | 0 | 0.30794 | 0.0076123 | 0 | 0.11454 | 0 | 0 | 997.3298 | 0 | 0 | 0 | 6436.7742 | 337 | 2 | Winter
2018-12-03 03:00 | 1525.8266 | 227.1582 | 83.153 | 422.6497 | 870.4695 | 0 | 103.4955 | 272.2195 | 266.4136 | 167.0549 | 1445.5497 | 0 | 0.22254 | 0.0076956 | 0 | 0.082774 | 0 | 0 | 968.9412 | 0 | 0 | 0 | 6353.2445 | 337 | 3 | Winter
2018-12-03 04:00 | 1605.5474 | 234.7408 | 83.153 | 418.045 | 867.8604 | 0 | 118.1487 | 286.4059 | 267.6611 | 169.2973 | 1409.3309 | 0 | 0.042273 | 0.0076809 | 0 | 0.015724 | 0 | 0 | 962.0182 | 0 | 0 | 0 | 6422.2743 | 337 | 4 | Winter
2018-12-03 05:00 | 1704.3682 | 246.51 | 83.5178 | 514.0142 | 891.4251 | 0 | 137.7157 | 310.8823 | 278.4037 | 201.1128 | 1411.4274 | 0 | 0.13324 | 0.0078051 | 0 | 0.049558 | 0 | 0 | 981.5347 | 0 | 0 | 0 | 6761.1025 | 337 | 5 | Winter
2018-12-03 06:00 | 1784.7417 | 261.7878 | 94.9307 | 813.3941 | 938.6062 | 0 | 186.9182 | 374.7685 | 308.5144 | 256.2427 | 1470.7989 | 0 | 0.2753 | 0.0078077 | 0 | 0.1024 | 0 | 0 | 956.5837 | 0 | 0 | 0 | 7447.6726 | 337 | 6 | Winter
2018-12-03 07:00 | 1853.2007 | 269.191 | 193.0523 | 1261.5453 | 1050.6433 | 0 | 355.8742 | 474.6162 | 361.4482 | 334.6005 | 1780.4513 | 0 | 0.49088 | 0.0074214 | 0 | 0.18259 | 0 | 0 | 967.2683 | 0 | 0 | 0 | 8902.5723 | 337 | 7 | Winter
2018-12-03 08:00 | 1849.8762 | 269.6284 | 262.5224 | 1412.6838 | 1163.1927 | 0 | 331.907 | 551.7755 | 296.7077 | 458.9339 | 2019.3027 | 0 | 0.86179 | 0.0061774 | 0 | 0.32055 | 0 | 0 | 895.9553 | 0 | 0 | 0 | 9513.6741 | 337 | 8 | Winter
2018-12-03 09:00 | 1743.6106 | 260.4642 | 269.0157 | 1453.7783 | 1209.8771 | 0 | 296.467 | 598.2293 | 373.0294 | 698.0464 | 2261.935 | 0 | 1.5176 | 0.0055881 | 0 | 0.5645 | 0 | 0 | 892.7709 | 0 | 0 | 0 | 10059.3116 | 337 | 9 | Winter
2018-12-03 10:00 | 1587.6873 | 243.5822 | 263.195 | 1467.088 | 1240.2724 | 0 | 248.2234 | 643.9917 | 427.8536 | 799.2214 | 2474.5644 | 0 | 1.9872 | 0.005512 | 0 | 0.73917 | 0 | 0 | 857.6782 | 0 | 0 | 0 | 10256.0895 | 337 | 10 | Winter
2018-12-03 11:00 | 1399.6712 | 219.1624 | 248.8572 | 1484.4158 | 1236.9221 | 0 | 196.3267 | 680.9384 | 455.0172 | 857.2168 | 2638.6234 | 0 | 2.6369 | 0.0062616 | 0 | 0.98084 | 0 | 0 | 901.6633 | 0 | 0 | 0 | 10322.4384 | 337 | 11 | Winter
2018-12-03 12:00 | 1241.8146 | 201.4295 | 229.6353 | 1485.0213 | 1236.0112 | 0 | 156.6711 | 700.6672 | 462.3411 | 877.6459 | 2689.9497 | 0 | 3.2748 | 0.0056748 | 0 | 1.2181 | 0 | 0 | 888.8007 | 0 | 0 | 0 | 10174.4861 | 337 | 12 | Winter
2018-12-03 13:00 | 1154.3581 | 183.767 | 219.0338 | 1454.2857 | 1244.2936 | 0 | 137.0748 | 701.1241 | 458.7746 | 866.1985 | 2668.8794 | 0 | 3.4436 | 0.0057227 | 0 | 1.2809 | 0 | 0 | 910.1455 | 0 | 0 | 0 | 10002.6654 | 337 | 13 | Winter
2018-12-03 14:00 | 1037.05 | 174.5945 | 209.3181 | 1285.9928 | 1199.9507 | 0 | 129.4221 | 696.5116 | 445.1313 | 831.8281 | 2591.4688 | 0 | 3.5417 | 0.0057949 | 0 | 1.3174 | 0 | 0 | 904.5676 | 0 | 0 | 0 | 9510.7006 | 337 | 14 | Winter
2018-12-03 15:00 | 998.2904 | 173.6766 | 214.8962 | 1235.7487 | 1182.5346 | 0 | 125.6107 | 674.7017 | 418.8248 | 784.0935 | 2459.3874 | 0 | 3.7557 | 0.005978 | 0 | 1.3969 | 0 | 0 | 894.3851 | 0 | 0 | 0 | 9167.3082 | 337 | 15 | Winter
2018-12-03 16:00 | 1010.2348 | 175.2444 | 256.9649 | 1312.0349 | 1239.1188 | 0 | 130.5019 | 639.8754 | 385.6986 | 754.388 | 2331.3537 | 0 | 4.4334 | 0.0062225 | 0 | 1.649 | 0 | 0 | 931.6925 | 0 | 0 | 0 | 9173.1965 | 337 | 16 | Winter
2018-12-03 17:00 | 1071.5189 | 189.6379 | 362.9583 | 1454.9368 | 1344.8622 | 0 | 141.4499 | 588.4562 | 414.6041 | 598.2027 | 2232.2851 | 0 | 4.2869 | 0.0069259 | 0 | 1.5946 | 0 | 0 | 964.0707 | 0 | 0 | 0 | 9368.8713 | 337 | 17 | Winter
2018-12-03 18:00 | 1111.3045 | 198.037 | 549.0023 | 1739.7213 | 1485.6923 | 0 | 149.5328 | 527.4439 | 483.206 | 574.9389 | 2151.4078 | 0 | 5.0507 | 0.0068504 | 0 | 1.8787 | 0 | 0 | 965.1608 | 0 | 0 | 0 | 9942.384 | 337 | 18 | Winter
2018-12-03 19:00 | 1150.9926 | 207.3995 | 725.4948 | 1829.4224 | 1537.9829 | 0 | 164.6718 | 484.1486 | 456.7224 | 553.0968 | 1943.3843 | 0 | 5.0295 | 0.0068251 | 0 | 1.8708 | 0 | 0 | 978.7722 | 0 | 0 | 0 | 10038.9954 | 337 | 19 | Winter
2018-12-03 20:00 | 1168.6078 | 212.459 | 769.0452 | 1736.0693 | 1508.9701 | 0 | 160.4578 | 433.4192 | 434.12 | 520.3997 | 1848.5741 | 0 | 4.2628 | 0.0082941 | 0 | 1.5856 | 0 | 0 | 996.0194 | 0 | 0 | 0 | 9793.9984 | 337 | 20 | Winter
2018-12-03 21:00 | 1204.5546 | 213.5205 | 672.5655 | 1662.6241 | 1450.3401 | 0 | 154.4113 | 383.0614 | 416.4657 | 424.6579 | 1750.6585 | 0 | 3.5303 | 0.0082917 | 0 | 1.3131 | 0 | 0 | 992.4638 | 0 | 0 | 0 | 9330.1751 | 337 | 21 | Winter
2018-12-03 22:00 | 1268.3221 | 221.8373 | 493.6888 | 1580.8042 | 1352.6281 | 0 | 90.5353 | 337.6766 | 384.8617 | 337.0162 | 1662.7357 | 0 | 2.7486 | 0.0079504 | 0 | 1.0224 | 0 | 0 | 1029.1788 | 0 | 0 | 0 | 8763.0637 | 337 | 22 | Winter
2018-12-03 23:00 | 1328.4224 | 225.3833 | 334.9076 | 1382.8048 | 1120.0493 | 0 | 90.249 | 319.4521 | 331.3201 | 279.337 | 1607.0486 | 0 | 1.844 | 0.0078153 | 0 | 0.6859 | 0 | 0 | 1085.7217 | 0 | 0 | 0 | 8107.2338 | 337 | 23 | Winter
2018-12-04 | 1405.1778 | 238.3506 | 144.4334 | 1033.443 | 971.7064 | 0 | 98.1708 | 306.7113 | 297.0778 | 240.3404 | 1570.8808 | 0 | 0.37822 | 0.0056003 | 0 | 0.14068 | 0 | 0 | 1482.0733 | 0 | 0 | 0 | 7788.8899 | 338 | 0 | Spring
2018-12-04 01:00 | 1474.8672 | 245.0776 | 92.1167 | 701.1023 | 909.0369 | 0 | 104.3785 | 274.0285 | 279.5629 | 200.432 | 1506.0013 | 0 | 0.24031 | 0.0055225 | 0 | 0.089387 | 0 | 0 | 1475.6727 | 0 | 0 | 0 | 7262.6116 | 338 | 1 | Spring
2018-12-04 02:00 | 1536.6897 | 251.8544 | 84.7676 | 491.0841 | 879.847 | 0 | 100.4978 | 260.5929 | 269.2644 | 175.8393 | 1478.6727 | 0 | 0.11223 | 0.0054812 | 0 | 0.041745 | 0 | 0 | 1490.752 | 0 | 0 | 0 | 7020.0213 | 338 | 2 | Spring
2018-12-04 03:00 | 1639.2003 | 261.0309 | 83.153 | 419.4537 | 867.0086 | 0 | 111.7891 | 266.1986 | 266.4136 | 167.1006 | 1445.5497 | 0 | 0.14689 | 0.0062268 | 0 | 0.054636 | 0 | 0 | 1497.6961 | 0 | 0 | 0 | 7024.802 | 338 | 3 | Spring
2018-12-04 04:00 | 1690.1848 | 263.8158 | 83.153 | 408.4486 | 866.1631 | 0 | 122.9493 | 281.3291 | 267.6611 | 170.0522 | 1409.3309 | 0 | 0.080867 | 0.0063536 | 0 | 0.030079 | 0 | 0 | 1541.2842 | 0 | 0 | 0 | 7104.4894 | 338 | 4 | Spring
2018-12-04 05:00 | 1773.1707 | 261.9149 | 83.5325 | 504.3083 | 892.3629 | 0 | 142.7772 | 307.1359 | 278.4037 | 201.3014 | 1411.4274 | 0 | 0.33989 | 0.0059151 | 0 | 0.12642 | 0 | 0 | 1669.2791 | 0 | 0 | 0 | 7526.0861 | 338 | 5 | Spring
2018-12-04 06:00 | 1825.759 | 266.376 | 94.4725 | 792.3471 | 937.7227 | 0 | 187.168 | 370.8829 | 308.5144 | 256.5256 | 1470.7989 | 0 | 0.8845 | 0.0056341 | 0 | 0.329 | 0 | 0 | 1675.8345 | 0 | 0 | 0 | 8187.6207 | 338 | 6 | Spring
2018-12-04 07:00 | 1871.9629 | 269.9565 | 188.9134 | 1211.7644 | 1047.9004 | 0 | 358.1987 | 470.2687 | 362.298 | 336.553 | 1780.4513 | 0 | 1.6277 | 0.0055668 | 0 | 0.60542 | 0 | 0 | 1739.3934 | 0 | 0 | 0 | 9639.8994 | 338 | 7 | Spring
2018-12-04 08:00 | 1881.1056 | 272.6844 | 259.7619 | 1385.0914 | 1161.829 | 0 | 344.3752 | 550.2994 | 301.6024 | 460.4507 | 2019.3027 | 0 | 1.7148 | 0.005568 | 0 | 0.63782 | 0 | 0 | 1761.0325 | 0 | 0 | 0 | 10399.8934 | 338 | 8 | Spring
2018-12-04 09:00 | 1834.0354 | 272.0167 | 267.3124 | 1393.9787 | 1211.5654 | 0 | 315.4677 | 598.4888 | 373.0294 | 698.3987 | 2261.935 | 0 | 1.5552 | 0.0055554 | 0 | 0.57845 | 0 | 0 | 1788.1161 | 0 | 0 | 0 | 11016.4834 | 338 | 9 | Spring
2018-12-04 10:00 | 1762.2282 | 268.2181 | 266.0395 | 1464.7335 | 1240.1977 | 0 | 288.1506 | 641.2256 | 427.8536 | 801.4029 | 2474.5644 | 0 | 1.7399 | 0.0048546 | 0 | 0.64719 | 0 | 0 | 1760.3859 | 0 | 0 | 0 | 11397.3922 | 338 | 10 | Spring
2018-12-04 11:00 | 1622.6856 | 246.172 | 250.015 | 1504.2882 | 1236.7862 | 0 | 248.671 | 675.6964 | 455.0172 | 858.4943 | 2638.6234 | 0 | 2.1369 | 0.0048961 | 0 | 0.79484 | 0 | 0 | 1781.4629 | 0 | 0 | 0 | 11520.8488 | 338 | 11 | Spring
2018-12-04 12:00 | 1498.2849 | 225.8156 | 229.9787 | 1462.1745 | 1236.8595 | 0 | 216.5318 | 691.8205 | 462.3411 | 880.3809 | 2689.9497 | 0 | 2.418 | 0.0049277 | 0 | 0.89941 | 0 | 0 | 1776.5135 | 0 | 0 | 0 | 11373.9731 | 338 | 12 | Spring
2018-12-04 13:00 | 1421.7108 | 214.8755 | 221.2152 | 1431.7019 | 1247.0282 | 0 | 193.3342 | 693.1005 | 458.7746 | 868.2032 | 2668.8794 | 0 | 2.4819 | 0.0049299 | 0 | 0.92318 | 0 | 0 | 1800.8704 | 0 | 0 | 0 | 11223.1039 | 338 | 13 | Spring
2018-12-04 14:00 | 1294.1489 | 207.2623 | 210.7421 | 1261.4106 | 1201.3058 | 0 | 180.0308 | 692.8871 | 445.1313 | 831.7102 | 2591.4688 | 0 | 2.8087 | 0.0055921 | 0 | 1.0447 | 0 | 0 | 1786.0396 | 0 | 0 | 0 | 10705.9965 | 338 | 14 | Spring
2018-12-04 15:00 | 1230.0955 | 207.3322 | 217.1141 | 1204.7417 | 1185.1973 | 0 | 172.2012 | 675.1682 | 418.8248 | 787.3235 | 2459.3874 | 0 | 3.8245 | 0.0056818 | 0 | 1.4225 | 0 | 0 | 1751.7583 | 0 | 0 | 0 | 10314.3969 | 338 | 15 | Spring
2018-12-04 16:00 | 1191.9121 | 207.9763 | 259.0152 | 1265.8975 | 1244.0848 | 0 | 168.7699 | 643.0024 | 385.6986 | 754.4058 | 2331.3537 | 0 | 5.2473 | 0.0059176 | 0 | 1.9518 | 0 | 0 | 1762.5904 | 0 | 0 | 0 | 10221.9117 | 338 | 16 | Spring
2018-12-04 17:00 | 1230.1009 | 208.7581 | 363.4392 | 1484.0296 | 1350.1932 | 0 | 175.3384 | 593.4566 | 414.6041 | 599.1715 | 2232.2851 | 0 | 6.5152 | 0.0059727 | 0 | 2.4234 | 0 | 0 | 1750.5668 | 0 | 0 | 0 | 10410.8881 | 338 | 17 | Spring
2018-12-04 18:00 | 1263.2056 | 215.5225 | 543.7741 | 1755.7421 | 1490.4934 | 0 | 182.1717 | 528.4517 | 483.206 | 576.2838 | 2151.4078 | 0 | 4.9454 | 0.0058973 | 0 | 1.8395 | 0 | 0 | 1716.0035 | 0 | 0 | 0 | 10913.053 | 338 | 18 | Spring
2018-12-04 19:00 | 1256.3156 | 214.7568 | 718.6492 | 1814.491 | 1540.8233 | 0 | 192.3931 | 481.7931 | 456.7224 | 554.5393 | 1943.3843 | 0 | 2.704 | 0.0059249 | 0 | 1.0058 | 0 | 0 | 1735.5331 | 0 | 0 | 0 | 10913.1168 | 338 | 19 | Spring
2018-12-04 20:00 | 1260.6354 | 214.4906 | 764.0586 | 1774.3183 | 1511.6933 | 0 | 186.9679 | 428.4499 | 434.12 | 521.3555 | 1848.5741 | 0 | 2.0702 | 0.0057622 | 0 | 0.77002 | 0 | 0 | 1713.4417 | 0 | 0 | 0 | 10660.9513 | 338 | 20 | Spring
2018-12-04 21:00 | 1299.7731 | 220.9442 | 671.9117 | 1719.2126 | 1454.1653 | 0 | 176.7123 | 378.992 | 416.4657 | 424.4586 | 1750.6585 | 0 | 1.5381 | 0.0056403 | 0 | 0.57212 | 0 | 0 | 1659.4257 | 0 | 0 | 0 | 10174.8356 | 338 | 21 | Spring
2018-12-04 22:00 | 1374.3322 | 232.9849 | 498.5031 | 1637.732 | 1358.5516 | 0 | 109.4669 | 337.7884 | 384.8617 | 338.57 | 1662.7357 | 0 | 0.99177 | 0.0055885 | 0 | 0.3689 | 0 | 0 | 1588.5873 | 0 | 0 | 0 | 9525.4802 | 338 | 22 | Spring
2018-12-04 23:00 | 1451.1632 | 239.3455 | 331.8577 | 1399.7176 | 1118.4817 | 0 | 112.6037 | 317.0968 | 331.3201 | 279.5915 | 1607.0486 | 0 | 0.69581 | 0.0054368 | 0 | 0.25881 | 0 | 0 | 1529.5906 | 0 | 0 | 0 | 8718.7771 | 338 | 23 | Spring
2018-12-05 | 1517.6873 | 245.0689 | 144.053 | 1039.9963 | 970.8498 | 0 | 121.0062 | 306.0606 | 297.0778 | 241.2206 | 1570.8808 | 0 | 0.38292 | 0.0061047 | 0 | 0.14243 | 0 | 0 | 1500.3152 | 0 | 0 | 0 | 7954.7477 | 339 | 0 | Winter
2018-12-05 01:00 | 1601.1848 | 263.8758 | 92.0979 | 683.9419 | 908.0634 | 0 | 124.0787 | 274.6776 | 280.4149 | 198.9551 | 1504.9675 | 0 | 0.24171 | 0.0059983 | 0 | 0.089908 | 0 | 0 | 1484.7644 | 0 | 0 | 0 | 7417.3596 | 339 | 1 | Winter
2018-12-05 02:00 | 1662.8475 | 275.7868 | 84.6919 | 489.2876 | 878.4951 | 0 | 120.4181 | 261.0755 | 269.5307 | 176.4074 | 1478.1194 | 0 | 0.11277 | 0.0059259 | 0 | 0.041944 | 0 | 0 | 1500.5662 | 0 | 0 | 0 | 7197.3869 | 339 | 2 | Winter
2018-12-05 03:00 | 1781.2479 | 287.8949 | 83.153 | 404.2905 | 867.0055 | 0 | 134.5215 | 267.7187 | 266.5492 | 169.2529 | 1447.265 | 0 | 0.14586 | 0.0059633 | 0 | 0.054256 | 0 | 0 | 1489.7816 | 0 | 0 | 0 | 7198.8867 | 339 | 3 | Winter
2018-12-05 04:00 | 1888.3554 | 299.5789 | 83.153 | 415.804 | 866.3169 | 0 | 154.3408 | 284.0861 | 267.6032 | 169.2311 | 1413.0391 | 0 | 0.080817 | 0.0061301 | 0 | 0.030061 | 0 | 0 | 1540.8225 | 0 | 0 | 0 | 7382.4481 | 339 | 4 | Winter
2018-12-05 05:00 | 2031.5654 | 312.9443 | 83.536 | 502.2744 | 892.0227 | 0 | 183.9224 | 308.8722 | 278.1847 | 201.3271 | 1415.1073 | 0 | 0.33848 | 0.0063046 | 0 | 0.1259 | 0 | 0 | 1661.052 | 0 | 0 | 0 | 7871.2791 | 339 | 5 | Winter
2018-12-05 06:00 | 2136.3299 | 317.7172 | 94.7937 | 789.5321 | 936.872 | 0 | 246.13 | 374.8966 | 307.9248 | 256.9215 | 1475.7673 | 0 | 0.8893 | 0.0054917 | 0 | 0.33078 | 0 | 0 | 1684.3234 | 0 | 0 | 0 | 8622.4338 | 339 | 6 | Winter
2018-12-05 07:00 | 2223.2899 | 321.8724 | 190.4479 | 1244.9075 | 1048.2668 | 0 | 429.7542 | 471.3467 | 360.6403 | 336.7451 | 1785.7752 | 0 | 1.6525 | 0.005421 | 0 | 0.61467 | 0 | 0 | 1765.5797 | 0 | 0 | 0 | 10180.8985 | 339 | 7 | Winter
2018-12-05 08:00 | 2248.8799 | 326.099 | 263.5127 | 1436.9107 | 1164.9702 | 0 | 420.6565 | 546.355 | 299.6324 | 460.2058 | 2023.3511 | 0 | 1.7417 | 0.0054509 | 0 | 0.64786 | 0 | 0 | 1788.9093 | 0 | 0 | 0 | 10981.8776 | 339 | 8 | Winter
2018-12-05 09:00 | 2161.3106 | 319.3194 | 270.2581 | 1461.1147 | 1212.9834 | 0 | 390.3586 | 592.059 | 369.4996 | 699.2544 | 2264.4618 | 0 | 1.5758 | 0.0055106 | 0 | 0.58612 | 0 | 0 | 1812.617 | 0 | 0 | 0 | 11555.404 | 339 | 9 | Winter
2018-12-05 10:00 | 1998.3265 | 305.8797 | 264.6394 | 1481.7378 | 1241.1241 | 0 | 340.2393 | 636.0413 | 426.6044 | 802.9171 | 2475.1843 | 0 | 1.7466 | 0.0055063 | 0 | 0.64967 | 0 | 0 | 1766.9709 | 0 | 0 | 0 | 11742.0666 | 339 | 10 | Winter
2018-12-05 11:00 | 1807.7604 | 287.805 | 248.5268 | 1517.0977 | 1238.1713 | 0 | 291.9695 | 672.7173 | 454.7504 | 860.4784 | 2637.8932 | 0 | 2.1431 | 0.0055736 | 0 | 0.79714 | 0 | 0 | 1786.5678 | 0 | 0 | 0 | 11806.6836 | 339 | 11 | Winter
2018-12-05 12:00 | 1646.8365 | 273.193 | 229.0513 | 1479.4981 | 1235.4702 | 0 | 253.0719 | 687.3663 | 462.2977 | 880.1691 | 2687.0461 | 0 | 2.4113 | 0.0049021 | 0 | 0.89689 | 0 | 0 | 1771.7617 | 0 | 0 | 0 | 11609.0749 | 339 | 12 | Winter
2018-12-05 13:00 | 1534.0473 | 273.9586 | 219.6241 | 1450.2558 | 1244.5584 | 0 | 228.4433 | 688.1395 | 458.7655 | 870.7984 | 2665.3095 | 0 | 2.4785 | 0.0055985 | 0 | 0.92191 | 0 | 0 | 1798.3198 | 0 | 0 | 0 | 11435.626 | 339 | 13 | Winter
2018-12-05 14:00 | 1396.4485 | 265.4721 | 211.1925 | 1296.4233 | 1202.144 | 0 | 213.4445 | 682.2587 | 445.1259 | 832.3153 | 2588.0229 | 0 | 2.8019 | 0.0055624 | 0 | 1.0422 | 0 | 0 | 1782.1812 | 0 | 0 | 0 | 10918.8786 | 339 | 14 | Winter
2018-12-05 15:00 | 1321.3513 | 266.1872 | 217.803 | 1266.2752 | 1187.7412 | 0 | 200.9473 | 662.5612 | 418.8259 | 788.0975 | 2455.1169 | 0 | 3.8467 | 0.0056688 | 0 | 1.4308 | 0 | 0 | 1762.0973 | 0 | 0 | 0 | 10552.2872 | 339 | 15 | Winter
2018-12-05 16:00 | 1302.1789 | 263.6462 | 257.6583 | 1296.3685 | 1244.5566 | 0 | 201.0783 | 631.1084 | 385.6988 | 756.0158 | 2324.7236 | 0 | 5.2941 | 0.005899 | 0 | 1.9692 | 0 | 0 | 1778.5819 | 0 | 0 | 0 | 10448.8844 | 339 | 16 | Winter
2018-12-05 17:00 | 1414.298 | 264.4204 | 361.3222 | 1485.7592 | 1346.939 | 0 | 222.6883 | 578.9677 | 414.9512 | 601.4163 | 2227.1223 | 0 | 6.6249 | 0.0059966 | 0 | 2.4642 | 0 | 0 | 1780.6123 | 0 | 0 | 0 | 10707.5921 | 339 | 17 | Winter
2018-12-05 18:00 | 1517.5039 | 272.2069 | 549.8952 | 1779.0646 | 1491.8045 | 0 | 240.3104 | 522.387 | 483.1915 | 574.4357 | 2146.2553 | 0 | 5.0736 | 0.0059522 | 0 | 1.8872 | 0 | 0 | 1760.8747 | 0 | 0 | 0 | 11344.8965 | 339 | 18 | Winter
2018-12-05 19:00 | 1571.4192 | 279.6273 | 729.8047 | 1835.5918 | 1548.05 | 0 | 247.0861 | 481.8809 | 456.7091 | 556.6807 | 1940.5028 | 0 | 2.7943 | 0.0059613 | 0 | 1.0394 | 0 | 0 | 1794.1876 | 0 | 0 | 0 | 11445.3798 | 339 | 19 | Winter
2018-12-05 20:00 | 1637.4013 | 282.4193 | 771.7507 | 1767.1035 | 1515.2323 | 0 | 247.9999 | 431.7373 | 434.1447 | 520.2764 | 1848.2312 | 0 | 2.1671 | 0.0058851 | 0 | 0.80605 | 0 | 0 | 1794.5221 | 0 | 0 | 0 | 11253.7977 | 339 | 20 | Winter
2018-12-05 21:00 | 1727.2793 | 288.9189 | 675.2944 | 1723.4559 | 1456.5135 | 0 | 239.2401 | 384.8798 | 417.1344 | 424.0979 | 1751.6789 | 0 | 1.6377 | 0.0058184 | 0 | 0.60917 | 0 | 0 | 1767.1177 | 0 | 0 | 0 | 10857.8635 | 339 | 21 | Winter
2018-12-05 22:00 | 1787.6987 | 296.4958 | 500.0508 | 1633.5201 | 1360.8607 | 0 | 139.4114 | 343.4359 | 387.699 | 338.3767 | 1664.9398 | 0 | 1.0651 | 0.0057579 | 0 | 0.39616 | 0 | 0 | 1706.538 | 0 | 0 | 0 | 10160.4941 | 339 | 22 | Winter
2018-12-05 23:00 | 1876.8757 | 302.7144 | 338.9726 | 1426.2718 | 1123.7816 | 0 | 148.6182 | 326.7573 | 335.0447 | 280.6247 | 1608.5537 | 0 | 0.75707 | 0.0063429 | 0 | 0.2816 | 0 | 0 | 1664.5059 | 0 | 0 | 0 | 9433.7657 | 339 | 23 | Winter
2018-12-06 | 1966.4325 | 310.225 | 143.4957 | 1042.1265 | 970.912 | 0 | 161.3027 | 317.6845 | 299.0849 | 240.2394 | 1571.5875 | 0 | 0.39884 | 0.0062551 | 0 | 0.14835 | 0 | 0 | 1562.7575 | 0 | 0 | 0 | 8586.4016 | 340 | 0 | Spring
2018-12-06 01:00 | 2045.709 | 317.2563 | 91.9111 | 699.4926 | 908.8035 | 0 | 171.4105 | 287.2243 | 280.017 | 199.4801 | 1499.5401 | 0 | 0.25354 | 0.0062853 | 0 | 0.094307 | 0 | 0 | 1559.1487 | 0 | 0 | 0 | 8060.3474 | 340 | 1 | Spring
2018-12-06 02:00 | 2084.6336 | 321.2634 | 84.7808 | 523.4667 | 879.7682 | 0 | 161.9762 | 274.9993 | 269.4249 | 176.5916 | 1473.6582 | 0 | 0.11875 | 0.0063091 | 0 | 0.04417 | 0 | 0 | 1581.8326 | 0 | 0 | 0 | 7832.5647 | 340 | 2 | Spring
2018-12-06 03:00 | 2199.4556 | 330.0756 | 83.153 | 439.2275 | 867.9095 | 0 | 177.1068 | 280.4094 | 266.4829 | 168.9415 | 1441.8265 | 0 | 0.15277 | 0.0063535 | 0 | 0.056826 | 0 | 0 | 1555.645 | 0 | 0 | 0 | 7810.4493 | 340 | 3 | Spring
2018-12-06 04:00 | 2278.5395 | 335.3308 | 83.153 | 419.2396 | 866.915 | 0 | 196.27 | 294.2563 | 267.659 | 169.7373 | 1406.1974 | 0 | 0.083706 | 0.0065767 | 0 | 0.031135 | 0 | 0 | 1600.9035 | 0 | 0 | 0 | 7918.3228 | 340 | 4 | Spring
2018-12-06 05:00 | 2422.8877 | 348.821 | 83.5624 | 520.71 | 892.554 | 0 | 224.3738 | 319.3368 | 278.3421 | 201.4681 | 1407.3925 | 0 | 0.3466 | 0.0067043 | 0 | 0.12892 | 0 | 0 | 1703.209 | 0 | 0 | 0 | 8403.1395 | 340 | 5 | Spring
2018-12-06 06:00 | 2525.7182 | 358.7805 | 95.5657 | 791.8068 | 939.2876 | 0 | 291.0401 | 383.4739 | 308.3715 | 256.8734 | 1467.7547 | 0 | 0.90349 | 0.0058436 | 0 | 0.33606 | 0 | 0 | 1713.98 | 0 | 0 | 0 | 9133.8978 | 340 | 6 | Spring
2018-12-06 07:00 | 2585.6559 | 362.4414 | 191.4471 | 1221.6772 | 1049.9527 | 0 | 474.4328 | 474.0614 | 362.1024 | 337.2064 | 1778.674 | 0 | 1.6613 | 0.0056208 | 0 | 0.61793 | 0 | 0 | 1778.3645 | 0 | 0 | 0 | 10618.3006 | 340 | 7 | Spring
2018-12-06 08:00 | 2592.3121 | 361.0679 | 262.8463 | 1415.7604 | 1166.291 | 0 | 462.4356 | 545.6595 | 303.4885 | 461.4099 | 2016.6886 | 0 | 1.7296 | 0.00497 | 0 | 0.64335 | 0 | 0 | 1779.0546 | 0 | 0 | 0 | 11369.3923 | 340 | 8 | Spring
2018-12-06 09:00 | 2438.4926 | 347.9561 | 265.8825 | 1413.8079 | 1209.6808 | 0 | 425.3353 | 589.1906 | 372.73 | 699.4933 | 2256.4833 | 0 | 1.5507 | 0.004892 | 0 | 0.57681 | 0 | 0 | 1785.6197 | 0 | 0 | 0 | 11806.8046 | 340 | 9 | Spring
2018-12-06 10:00 | 2250.8779 | 328.6297 | 262.53 | 1466.5175 | 1238.2135 | 0 | 374.9895 | 630.6573 | 427.6349 | 802.9299 | 2463.3942 | 0 | 1.7015 | 0.0048241 | 0 | 0.63288 | 0 | 0 | 1722.4826 | 0 | 0 | 0 | 11971.1961 | 340 | 10 | Spring
2018-12-06 11:00 | 2058.0125 | 309.4424 | 246.5995 | 1581.1094 | 1235.341 | 0 | 325.8708 | 664.9571 | 454.9038 | 861.799 | 2618.467 | 0 | 2.0714 | 0.0047425 | 0 | 0.77047 | 0 | 0 | 1727.6258 | 0 | 0 | 0 | 12086.9748 | 340 | 11 | Spring
2018-12-06 12:00 | 1878.532 | 285.2592 | 229.3369 | 1517.5625 | 1235.1318 | 0 | 282.7314 | 679.9843 | 462.3097 | 882.3618 | 2658.9508 | 0 | 2.3419 | 0.0047642 | 0 | 0.87109 | 0 | 0 | 1721.797 | 0 | 0 | 0 | 11837.1751 | 340 | 12 | Spring
2018-12-06 13:00 | 1744.3998 | 271.4418 | 218.7681 | 1413.6135 | 1244.2521 | 0 | 251.9251 | 683.3787 | 458.7695 | 871.8832 | 2631.5844 | 0 | 2.4177 | 0.0054859 | 0 | 0.89928 | 0 | 0 | 1755.113 | 0 | 0 | 0 | 11548.4516 | 340 | 13 | Spring
2018-12-06 14:00 | 1594.4067 | 260.1401 | 212.0817 | 1255.5638 | 1204.1033 | 0 | 240.6311 | 678.0832 | 445.1295 | 833.8072 | 2553.3824 | 0 | 2.7473 | 0.0055066 | 0 | 1.0219 | 0 | 0 | 1748.357 | 0 | 0 | 0 | 11029.4608 | 340 | 14 | Spring
2018-12-06 15:00 | 1509.3158 | 255.7791 | 219.5211 | 1213.1252 | 1187.7325 | 0 | 231.2922 | 660.7431 | 418.8265 | 787.6549 | 2425.6575 | 0 | 3.7921 | 0.0055895 | 0 | 1.4105 | 0 | 0 | 1738.2327 | 0 | 0 | 0 | 10653.0888 | 340 | 15 | Spring
2018-12-06 16:00 | 1488.2993 | 255.8188 | 260.2482 | 1284.7363 | 1244.081 | 0 | 236.5261 | 632.9467 | 385.699 | 757.8212 | 2306.359 | 0 | 5.3306 | 0.0059817 | 0 | 1.9828 | 0 | 0 | 1792.1031 | 0 | 0 | 0 | 10651.958 | 340 | 16 | Spring
2018-12-06 17:00 | 1568.0435 | 257.9261 | 362.3177 | 1477.8121 | 1346.7769 | 0 | 251.3267 | 587.7601 | 414.9506 | 600.6223 | 2219.7454 | 0 | 6.6529 | 0.0061301 | 0 | 2.4746 | 0 | 0 | 1789.4715 | 0 | 0 | 0 | 10885.8865 | 340 | 17 | Spring
2018-12-06 18:00 | 1594.0507 | 257.5112 | 547.8275 | 1732.3013 | 1489.6485 | 0 | 255.8526 | 529.6421 | 483.1924 | 576.3131 | 2148.7873 | 0 | 5.1443 | 0.0060888 | 0 | 1.9135 | 0 | 0 | 1786.4696 | 0 | 0 | 0 | 11408.6603 | 340 | 18 | Spring
2018-12-06 19:00 | 1602.2924 | 258.52 | 726.6315 | 1792.0032 | 1544.7765 | 0 | 257.2726 | 488.4628 | 456.708 | 557.1065 | 1950.4086 | 0 | 2.8287 | 0.0061703 | 0 | 1.0521 | 0 | 0 | 1817.9832 | 0 | 0 | 0 | 11456.0521 | 340 | 19 | Spring
2018-12-06 20:00 | 1627.2698 | 269.9691 | 769.4369 | 1748.0822 | 1510.984 | 0 | 253.3358 | 439.1564 | 434.1247 | 521.5112 | 1862.8223 | 0 | 2.185 | 0.0061215 | 0 | 0.81273 | 0 | 0 | 1810.7455 | 0 | 0 | 0 | 11250.4419 | 340 | 20 | Spring
2018-12-06 21:00 | 1672.8919 | 264.3705 | 672.2621 | 1674.3461 | 1453.0537 | 0 | 235.4348 | 389.2549 | 416.492 | 425.687 | 1767.7062 | 0 | 1.6529 | 0.006105 | 0 | 0.61481 | 0 | 0 | 1784.1384 | 0 | 0 | 0 | 10757.9114 | 340 | 21 | Spring
2018-12-06 22:00 | 1722.5582 | 268.224 | 494.3922 | 1612.6495 | 1355.0631 | 0 | 147.4858 | 345.8597 | 384.9438 | 339.2106 | 1678.4158 | 0 | 1.0572 | 0.0060561 | 0 | 0.39325 | 0 | 0 | 1693.714 | 0 | 0 | 0 | 10043.9731 | 340 | 22 | Spring
2018-12-06 23:00 | 1795.9013 | 272.4742 | 329.3053 | 1391.9685 | 1119.6909 | 0 | 153.3959 | 325.9064 | 331.5038 | 279.95 | 1615.807 | 0 | 0.73602 | 0.0059776 | 0 | 0.27377 | 0 | 0 | 1618.6657 | 0 | 0 | 0 | 9235.5847 | 340 | 23 | Spring
2018-12-07 | 1859.2986 | 279.3108 | 142.6575 | 1011.2378 | 970.0329 | 0 | 162.3854 | 315.3447 | 297.3998 | 241.2793 | 1570.3319 | 0 | 0.3941 | 0.005959 | 0 | 0.14659 | 0 | 0 | 1542.9897 | 0 | 0 | 0 | 8392.8152 | 341 | 0 | Spring
2018-12-07 01:00 | 1926.5664 | 285.1819 | 91.7114 | 683.4312 | 907.4754 | 0 | 171.965 | 286.705 | 279.5629 | 200.9486 | 1506.0013 | 0 | 0.24825 | 0.0060554 | 0 | 0.092339 | 0 | 0 | 1527.3092 | 0 | 0 | 0 | 7867.205 | 341 | 1 | Spring
2018-12-07 02:00 | 2011.477 | 295.4685 | 84.6009 | 496.6113 | 877.998 | 0 | 171.2218 | 274.6749 | 269.2644 | 177.4454 | 1478.6727 | 0 | 0.11612 | 0.006043 | 0 | 0.043193 | 0 | 0 | 1543.2727 | 0 | 0 | 0 | 7680.8727 | 341 | 2 | Spring
2018-12-07 03:00 | 2166.0196 | 309.5266 | 83.153 | 426.1479 | 866.4231 | 0 | 194.1215 | 281.2273 | 266.4136 | 167.8858 | 1445.5497 | 0 | 0.14966 | 0.0060544 | 0 | 0.055668 | 0 | 0 | 1524.1983 | 0 | 0 | 0 | 7730.8777 | 341 | 3 | Spring
2018-12-07 04:00 | 2279.6486 | 328.3623 | 83.153 | 417.3782 | 866.3657 | 0 | 220.6789 | 297.9925 | 267.6611 | 170.4546 | 1409.3309 | 0 | 0.082042 | 0.006172 | 0 | 0.030516 | 0 | 0 | 1562.2879 | 0 | 0 | 0 | 7903.4324 | 341 | 4 | Spring
2018-12-07 05:00 | 2458.5878 | 344.6706 | 83.5343 | 507.0866 | 892.1762 | 0 | 259.1333 | 324.7304 | 278.4037 | 201.935 | 1411.4274 | 0 | 0.34221 | 0.0063747 | 0 | 0.12729 | 0 | 0 | 1680.4827 | 0 | 0 | 0 | 8442.6439 | 341 | 5 | Spring
2018-12-07 06:00 | 2586.0353 | 352.9119 | 95.6078 | 801.5977 | 938.9163 | 0 | 327.5977 | 389.978 | 308.5144 | 257.2298 | 1470.7989 | 0 | 0.88853 | 0.0061693 | 0 | 0.3305 | 0 | 0 | 1685.6002 | 0 | 0 | 0 | 9216.0131 | 341 | 6 | Spring
2018-12-07 07:00 | 2658.0113 | 347.3442 | 191.8758 | 1236.0369 | 1048.0525 | 0 | 511.3795 | 481.948 | 362.298 | 336.3221 | 1780.4513 | 0 | 1.6571 | 0.0058901 | 0 | 0.61638 | 0 | 0 | 1773.4073 | 0 | 0 | 0 | 10729.4062 | 341 | 7 | Spring
2018-12-07 08:00 | 2683.6546 | 349.2633 | 260.2352 | 1421.1039 | 1160.8259 | 0 | 501.41 | 555.4104 | 303.7173 | 460.8605 | 2019.3027 | 0 | 1.7466 | 0.0051799 | 0 | 0.64967 | 0 | 0 | 1796.2933 | 0 | 0 | 0 | 11514.4787 | 341 | 8 | Spring
2018-12-07 09:00 | 2530.8134 | 336.6172 | 268.1676 | 1428.999 | 1209.4005 | 0 | 457.1953 | 603.2525 | 373.0294 | 701.9141 | 2261.935 | 0 | 1.5927 | 0.0052182 | 0 | 0.59241 | 0 | 0 | 1833.9317 | 0 | 0 | 0 | 12007.4459 | 341 | 9 | Spring
2018-12-07 10:00 | 2331.1318 | 318.1618 | 262.4441 | 1445.3968 | 1238.8485 | 0 | 400.9783 | 648.7218 | 427.8536 | 805.8834 | 2474.5644 | 0 | 1.7561 | 0.0050764 | 0 | 0.6532 | 0 | 0 | 1778.0544 | 0 | 0 | 0 | 12134.4534 | 341 | 10 | Spring
2018-12-07 11:00 | 2116.1728 | 296.1347 | 247.1371 | 1483.5589 | 1235.7983 | 0 | 353.0422 | 689.3361 | 455.0172 | 861.6269 | 2638.6234 | 0 | 2.1646 | 0.0050596 | 0 | 0.80512 | 0 | 0 | 1805.2103 | 0 | 0 | 0 | 12184.6325 | 341 | 11 | Spring
2018-12-07 12:00 | 1957.6412 | 283.8032 | 228.8027 | 1506.3057 | 1234.3108 | 0 | 317.4235 | 713.6002 | 462.3411 | 884.9213 | 2689.9497 | 0 | 2.426 | 0.0049894 | 0 | 0.90238 | 0 | 0 | 1783.629 | 0 | 0 | 0 | 12066.0617 | 341 | 12 | Spring
2018-12-07 13:00 | 1840.278 | 276.2824 | 220.5575 | 1422.9483 | 1243.9396 | 0 | 288.9216 | 722.0638 | 458.7746 | 873.5507 | 2668.8794 | 0 | 2.494 | 0.0050376 | 0 | 0.92768 | 0 | 0 | 1810.3058 | 0 | 0 | 0 | 11829.9285 | 341 | 13 | Spring
2018-12-07 14:00 | 1688.499 | 265.4589 | 212.3018 | 1349.5915 | 1200.3151 | 0 | 271.6496 | 708.8087 | 445.1313 | 836.1118 | 2591.4688 | 0 | 2.8388 | 0.0057055 | 0 | 1.0559 | 0 | 0 | 1806.4029 | 0 | 0 | 0 | 11379.6398 | 341 | 14 | Spring
2018-12-07 15:00 | 1613.2977 | 264.6287 | 218.7968 | 1240.0924 | 1185.5969 | 0 | 264.6481 | 687.2025 | 418.8248 | 791.4833 | 2459.3874 | 0 | 3.9158 | 0.0058357 | 0 | 1.4565 | 0 | 0 | 1794.8116 | 0 | 0 | 0 | 10944.1484 | 341 | 15 | Spring
2018-12-07 16:00 | 1592.3412 | 264.0004 | 258.9464 | 1298.662 | 1241.6277 | 0 | 267.2626 | 653.0097 | 385.6986 | 759.3629 | 2331.3537 | 0 | 5.402 | 0.0060905 | 0 | 2.0093 | 0 | 0 | 1815.8314 | 0 | 0 | 0 | 10875.5138 | 341 | 16 | Spring
2018-12-07 17:00 | 1658.927 | 261.4802 | 362.4336 | 1522.4727 | 1344.8923 | 0 | 277.1172 | 596.3316 | 414.9504 | 603.6527 | 2232.2851 | 0 | 6.6231 | 0.0060599 | 0 | 2.4635 | 0 | 0 | 1781.2681 | 0 | 0 | 0 | 11064.9033 | 341 | 17 | Spring
2018-12-07 18:00 | 1683.5775 | 262.4903 | 550.4666 | 1756.3076 | 1488.8269 | 0 | 283.2768 | 533.364 | 483.206 | 578.8313 | 2151.4078 | 0 | 5.0729 | 0.0060372 | 0 | 1.8869 | 0 | 0 | 1761.6299 | 0 | 0 | 0 | 11540.3507 | 341 | 18 | Spring
2018-12-07 19:00 | 1703.5653 | 266.0866 | 722.8438 | 1799.4225 | 1541.3605 | 0 | 286.0293 | 488.4543 | 456.7224 | 560.8995 | 1943.3843 | 0 | 2.7757 | 0.0060322 | 0 | 1.0325 | 0 | 0 | 1783.297 | 0 | 0 | 0 | 11555.8797 | 341 | 19 | Spring
2018-12-07 20:00 | 1750.8307 | 272.7793 | 764.7877 | 1770.251 | 1509.0502 | 0 | 286.5338 | 438.7264 | 434.12 | 525.4306 | 1848.5741 | 0 | 2.1309 | 0.0058952 | 0 | 0.7926 | 0 | 0 | 1765.5459 | 0 | 0 | 0 | 11369.5592 | 341 | 20 | Spring
2018-12-07 21:00 | 1820.5236 | 280.5 | 671.5963 | 1711.1379 | 1451.0035 | 0 | 268.5028 | 389.3295 | 416.4657 | 427.8487 | 1750.6585 | 0 | 1.5942 | 0.0058081 | 0 | 0.59298 | 0 | 0 | 1720.4734 | 0 | 0 | 0 | 10910.2328 | 341 | 21 | Spring
2018-12-07 22:00 | 1890.2813 | 300.2618 | 498.3219 | 1646.9606 | 1356.9581 | 0 | 173.4278 | 348.193 | 384.8617 | 342.6756 | 1662.7357 | 0 | 1.0156 | 0.0056882 | 0 | 0.37775 | 0 | 0 | 1626.7829 | 0 | 0 | 0 | 10232.8594 | 341 | 22 | Spring
2018-12-07 23:00 | 1969.0787 | 307.1291 | 334.5333 | 1426.1544 | 1118.6746 | 0 | 177.9658 | 329.6123 | 331.3201 | 283.1784 | 1607.0486 | 0 | 0.70556 | 0.0056405 | 0 | 0.26244 | 0 | 0 | 1552.0344 | 0 | 0 | 0 | 9437.7034 | 341 | 23 | Spring
2018-12-08 | 2015.3696 | 312.0659 | 142.6749 | 1025.5844 | 968.6437 | 0 | 181.5361 | 319.7943 | 297.0778 | 242.2154 | 1570.8808 | 0 | 0.37359 | 0.0055664 | 0 | 0.13896 | 0 | 0 | 1463.0988 | 0 | 0 | 0 | 8539.4599 | 342 | 0 | Summer
2018-12-08 01:00 | 2039.089 | 317.2565 | 91.5637 | 667.6398 | 907.8342 | 0 | 202.2601 | 303.742 | 262.7998 | 180.3997 | 1547.7876 | 0 | 0.23296 | 0.0055131 | 0 | 0.086652 | 0 | 0 | 1434.1031 | 0 | 0 | 0 | 7954.8007 | 342 | 1 | Summer
2018-12-08 02:00 | 2090.9574 | 326.7821 | 84.6301 | 489.1641 | 878.7087 | 0 | 185.5809 | 291.7396 | 255.9752 | 166.9584 | 1557.1641 | 0 | 0.10783 | 0.0054142 | 0 | 0.040107 | 0 | 0 | 1432.9537 | 0 | 0 | 0 | 7760.7676 | 342 | 2 | Summer
2018-12-08 03:00 | 2200.1569 | 334.4064 | 82.6717 | 422.5654 | 866.449 | 0 | 191.5339 | 291.3326 | 250.1968 | 170.5652 | 1530.9542 | 0 | 0.13881 | 0.0054507 | 0 | 0.05163 | 0 | 0 | 1418.2286 | 0 | 0 | 0 | 7759.2567 | 342 | 3 | Summer
2018-12-08 04:00 | 2281.5833 | 348.1939 | 82.6717 | 394.0594 | 865.7784 | 0 | 203.4482 | 298.8566 | 248.3003 | 186.5071 | 1497.1429 | 0 | 0.07583 | 0.0055301 | 0 | 0.028206 | 0 | 0 | 1448.3819 | 0 | 0 | 0 | 7855.0334 | 342 | 4 | Summer
2018-12-08 05:00 | 2363.4205 | 358.9945 | 83.3931 | 413.364 | 886.2797 | 0 | 219.3317 | 312.0092 | 250.4716 | 203.8421 | 1449.9068 | 0 | 0.31525 | 0.0056233 | 0 | 0.11726 | 0 | 0 | 1549.6827 | 0 | 0 | 0 | 8091.1339 | 342 | 5 | Summer
2018-12-08 06:00 | 2436.4501 | 368.7518 | 90.3984 | 501.5539 | 914.5846 | 0 | 279.915 | 339.9903 | 255.7728 | 235.9121 | 1396.508 | 0 | 0.83118 | 0.0055448 | 0 | 0.30916 | 0 | 0 | 1576.3632 | 0 | 0 | 0 | 8397.346 | 342 | 6 | Summer
2018-12-08 07:00 | 2500.2807 | 374.2033 | 133.2866 | 720.4364 | 971.1751 | 0 | 452.0966 | 396.19 | 271.7089 | 287.6381 | 1505.2127 | 0 | 1.5698 | 0.0054233 | 0 | 0.58389 | 0 | 0 | 1679.9231 | 0 | 0 | 0 | 9294.3106 | 342 | 7 | Summer
2018-12-08 08:00 | 2509.0814 | 374.9167 | 208.7947 | 1076.9726 | 1086.3858 | 0 | 410.9636 | 424.8324 | 168.672 | 331.8695 | 1486.0485 | 0 | 1.6658 | 0.0048043 | 0 | 0.61962 | 0 | 0 | 1713.1083 | 0 | 0 | 0 | 9793.9357 | 342 | 8 | Summer
2018-12-08 09:00 | 2463.7679 | 368.6259 | 283.0465 | 1456.0498 | 1225.1242 | 0 | 391.261 | 455.6891 | 189.3831 | 474.4816 | 1459.9881 | 0 | 1.5228 | 0.0054801 | 0 | 0.56643 | 0 | 0 | 1752.9227 | 0 | 0 | 0 | 10522.4345 | 342 | 9 | Summer
2018-12-08 10:00 | 2407.3588 | 358.3598 | 324.5097 | 1664.5501 | 1306.1404 | 0 | 376.9672 | 499.5997 | 216.2907 | 529.7905 | 1471.5645 | 0 | 1.7088 | 0.0047827 | 0 | 0.63561 | 0 | 0 | 1729.706 | 0 | 0 | 0 | 10887.1865 | 342 | 10 | Summer
2018-12-08 11:00 | 2328.7047 | 345.8046 | 318.4087 | 1658.7531 | 1316.4671 | 0 | 358.1576 | 534.1408 | 230.3457 | 571.3506 | 1533.5512 | 0 | 2.1056 | 0.0054801 | 0 | 0.78319 | 0 | 0 | 1755.9913 | 0 | 0 | 0 | 10954.5696 | 342 | 11 | Summer
2018-12-08 12:00 | 2240.0546 | 332.9853 | 293.829 | 1669.4717 | 1315.3516 | 0 | 341.8399 | 555.7667 | 237.352 | 604.3606 | 1574.19 | 0 | 2.3759 | 0.0047682 | 0 | 0.88375 | 0 | 0 | 1746.6783 | 0 | 0 | 0 | 10915.1442 | 342 | 12 | Summer
2018-12-08 13:00 | 2185.4396 | 322.6613 | 276.8602 | 1715.972 | 1323.2039 | 0 | 322.781 | 565.0219 | 239.1115 | 626.6175 | 1597.9018 | 0 | 2.4493 | 0.005446 | 0 | 0.91105 | 0 | 0 | 1777.7419 | 0 | 0 | 0 | 10956.6785 | 342 | 13 | Summer
2018-12-08 14:00 | 2097.4421 | 311.9786 | 270.775 | 1632.2045 | 1285.2599 | 0 | 318.086 | 565.5858 | 238.5164 | 638.5 | 1609.9614 | 0 | 2.8044 | 0.005532 | 0 | 1.0431 | 0 | 0 | 1784.4962 | 0 | 0 | 0 | 10756.6589 | 342 | 14 | Summer
2018-12-08 15:00 | 2048.5656 | 306.8631 | 280.5237 | 1543.3237 | 1268.8738 | 0 | 313.9442 | 554.5695 | 234.9383 | 642.1254 | 1631.1355 | 0 | 3.8521 | 0.0055636 | 0 | 1.4328 | 0 | 0 | 1765.6814 | 0 | 0 | 0 | 10595.8348 | 342 | 15 | Summer
2018-12-08 16:00 | 2038.2162 | 307.8783 | 321.4037 | 1508.8988 | 1322.552 | 0 | 317.4552 | 540.7343 | 229.9111 | 629.707 | 1678.883 | 0 | 5.2886 | 0.0058233 | 0 | 1.9671 | 0 | 0 | 1777.8799 | 0 | 0 | 0 | 10680.7808 | 342 | 16 | Summer
2018-12-08 17:00 | 2119.6521 | 316.4682 | 425.0151 | 1652.63 | 1418.0924 | 0 | 337.9913 | 522.2974 | 287.6679 | 525.0907 | 1741.6208 | 0 | 6.3852 | 0.0057916 | 0 | 2.375 | 0 | 0 | 1717.4084 | 0 | 0 | 0 | 11072.7003 | 342 | 17 | Summer
2018-12-08 18:00 | 2182.1824 | 321.6889 | 603.7147 | 1817.9699 | 1543.5759 | 0 | 353.8306 | 489.0664 | 386.0077 | 510.2275 | 1803.5482 | 0 | 4.8481 | 0.0057848 | 0 | 1.8033 | 0 | 0 | 1683.6541 | 0 | 0 | 0 | 11702.1236 | 342 | 18 | Summer
2018-12-08 19:00 | 2237.0093 | 327.6895 | 768.2641 | 1883.6916 | 1582.014 | 0 | 368.2872 | 459.3839 | 385.2142 | 483.4518 | 1709.4431 | 0 | 2.6185 | 0.0057126 | 0 | 0.97399 | 0 | 0 | 1682.7528 | 0 | 0 | 0 | 11890.7997 | 342 | 19 | Summer
2018-12-08 20:00 | 2330.5783 | 335.7908 | 804.2818 | 1814.8322 | 1543.979 | 0 | 381.8005 | 431.6349 | 385.5904 | 440.1186 | 1699.4077 | 0 | 2.0175 | 0.0056945 | 0 | 0.75041 | 0 | 0 | 1671.7922 | 0 | 0 | 0 | 11842.58 | 342 | 20 | Summer
2018-12-08 21:00 | 2450.2403 | 347.32 | 692.4278 | 1725.0728 | 1474.35 | 0 | 386.3689 | 409.5982 | 382.351 | 387.4419 | 1680.8259 | 0 | 1.5231 | 0.0055984 | 0 | 0.56652 | 0 | 0 | 1643.8051 | 0 | 0 | 0 | 11581.897 | 342 | 21 | Summer
2018-12-08 22:00 | 2558.9537 | 356.2481 | 515.2465 | 1646.1161 | 1380.176 | 0 | 283.6909 | 367.8755 | 359.3392 | 334.8254 | 1637.0345 | 0 | 0.98181 | 0.0054564 | 0 | 0.3652 | 0 | 0 | 1573.3392 | 0 | 0 | 0 | 11014.1976 | 342 | 22 | Summer
2018-12-08 23:00 | 2654.6889 | 361.6111 | 364.2226 | 1411.5331 | 1152.3734 | 0 | 288.4809 | 346.7095 | 310.6487 | 267.2256 | 1581.5595 | 0 | 0.67963 | 0.0052663 | 0 | 0.25279 | 0 | 0 | 1494.4802 | 0 | 0 | 0 | 10234.4711 | 342 | 23 | Summer
2018-12-09 | 2748.2947 | 368.2526 | 154.9657 | 1055.0457 | 994.757 | 0 | 295.3245 | 328.5813 | 276.083 | 212.0934 | 1542.7824 | 0 | 0.91265 | 0.0072797 | 0 | 0.33947 | 0 | 0 | 1057.5874 | 0 | 0 | 0 | 9035.0272 | 343 | 0 | Summer
2018-12-09 01:00 | 2836.8768 | 377.633 | 94.9599 | 694.1104 | 920.8188 | 0 | 282.0466 | 312.5691 | 254.282 | 182.823 | 1415.5104 | 0 | 0.35284 | 0.0071589 | 0 | 0.13124 | 0 | 0 | 1023.4976 | 0 | 0 | 0 | 8395.6189 | 343 | 1 | Summer
2018-12-09 02:00 | 2935.5988 | 386.728 | 85.2876 | 487.5079 | 884.4908 | 0 | 280.7383 | 306.2398 | 246.2238 | 170.8558 | 1436.644 | 0 | 0.29455 | 0.0076829 | 0 | 0.10956 | 0 | 0 | 955.5423 | 0 | 0 | 0 | 8176.2689 | 343 | 2 | Summer
2018-12-09 03:00 | 3084.0707 | 396.0516 | 82.6717 | 421.5977 | 870.025 | 0 | 301.2927 | 306.9729 | 241.1178 | 174.4353 | 1430.7921 | 0 | 0.21106 | 0.0076786 | 0 | 0.078506 | 0 | 0 | 917.5593 | 0 | 0 | 0 | 8226.884 | 343 | 3 | Summer
2018-12-09 04:00 | 3213.1368 | 406.6817 | 82.6717 | 423.9105 | 867.9033 | 0 | 323.9194 | 310.1439 | 237.6324 | 191.5438 | 1387.7021 | 0 | 0.040085 | 0.007766 | 0 | 0.01491 | 0 | 0 | 916.0967 | 0 | 0 | 0 | 8361.405 | 343 | 4 | Summer
2018-12-09 05:00 | 3394.4173 | 422.6474 | 83.4144 | 424.7674 | 886.3986 | 0 | 347.1414 | 317.1265 | 242.2733 | 209.5544 | 1354.8697 | 0 | 0.12631 | 0.0078724 | 0 | 0.046981 | 0 | 0 | 931.2143 | 0 | 0 | 0 | 8614.0057 | 343 | 5 | Summer
2018-12-09 06:00 | 3560.8434 | 436.9943 | 90.1767 | 502.4498 | 913.8431 | 0 | 417.5716 | 353.8365 | 251.3872 | 243.4283 | 1320.1457 | 0 | 0.26317 | 0.0071374 | 0 | 0.097887 | 0 | 0 | 916.1996 | 0 | 0 | 0 | 9007.2446 | 343 | 6 | Summer
2018-12-09 07:00 | 3715.2041 | 447.893 | 132.8477 | 738.4956 | 969.978 | 0 | 603.4738 | 392.0684 | 264.4863 | 289.556 | 1265.2003 | 0 | 0.47476 | 0.007382 | 0 | 0.17659 | 0 | 0 | 937.9217 | 0 | 0 | 0 | 9757.7834 | 343 | 7 | Summer
2018-12-09 08:00 | 3729.9756 | 451.5402 | 208.14 | 1102.4387 | 1085.4103 | 0 | 567.8224 | 402.0299 | 153.9572 | 324.6444 | 1235.8067 | 0 | 0.85796 | 0.0060867 | 0 | 0.31913 | 0 | 0 | 893.9983 | 0 | 0 | 0 | 10156.9469 | 343 | 8 | Summer
2018-12-09 09:00 | 3491.9938 | 437.9488 | 280.1591 | 1412.6369 | 1224.1649 | 0 | 526.264 | 408.5352 | 137.9289 | 464.0784 | 1275.7444 | 0 | 1.5271 | 0.0061219 | 0 | 0.56803 | 0 | 0 | 899.7963 | 0 | 0 | 0 | 10561.3519 | 343 | 9 | Summer
2018-12-09 10:00 | 3190.5584 | 418.2165 | 317.9134 | 1618.6513 | 1301.5467 | 0 | 465.7462 | 430.3328 | 158.1587 | 502.5846 | 1293.7131 | 0 | 2.0228 | 0.0061003 | 0 | 0.75238 | 0 | 0 | 874.2352 | 0 | 0 | 0 | 10574.4381 | 343 | 10 | Summer
2018-12-09 11:00 | 2895.1437 | 398.5722 | 314.9945 | 1665.2896 | 1314.1898 | 0 | 417.6607 | 442.5486 | 177.2739 | 531.4101 | 1309.5744 | 0 | 2.6868 | 0.0062214 | 0 | 0.99939 | 0 | 0 | 919.7049 | 0 | 0 | 0 | 10390.0548 | 343 | 11 | Summer
2018-12-09 12:00 | 2674.6743 | 386.3395 | 292.5881 | 1698.9415 | 1315.3028 | 0 | 383.3589 | 452.5718 | 191.8208 | 562.3836 | 1337.8689 | 0 | 3.3111 | 0.0062783 | 0 | 1.2316 | 0 | 0 | 900.0306 | 0 | 0 | 0 | 10200.4299 | 343 | 12 | Summer
2018-12-09 13:00 | 2504.2238 | 374.2904 | 278.1292 | 1723.3891 | 1323.5894 | 0 | 359.687 | 458.0311 | 200.512 | 580.4472 | 1390.8021 | 0 | 3.5041 | 0.0063227 | 0 | 1.3034 | 0 | 0 | 927.4406 | 0 | 0 | 0 | 10125.3557 | 343 | 13 | Summer
2018-12-09 14:00 | 2290.9206 | 353.6347 | 272.2954 | 1576.2009 | 1286.44 | 0 | 328.7275 | 457.3524 | 204.1428 | 591.055 | 1432.3599 | 0 | 3.6547 | 0.0063935 | 0 | 1.3594 | 0 | 0 | 934.6728 | 0 | 0 | 0 | 9732.8225 | 343 | 14 | Summer
2018-12-09 15:00 | 2149.4204 | 338.6551 | 283.2779 | 1522.2983 | 1269.7736 | 0 | 308.9092 | 452.0338 | 202.0859 | 601.0051 | 1477.5118 | 0 | 3.9048 | 0.0065879 | 0 | 1.4524 | 0 | 0 | 931.0105 | 0 | 0 | 0 | 9541.3454 | 343 | 15 | Summer
2018-12-09 16:00 | 2116.1071 | 336.3093 | 325.512 | 1552.0864 | 1324.8169 | 0 | 309.1105 | 444.4464 | 194.6806 | 597.0671 | 1516.5853 | 0 | 4.5012 | 0.0067688 | 0 | 1.6742 | 0 | 0 | 947.2825 | 0 | 0 | 0 | 9670.1863 | 343 | 16 | Summer
2018-12-09 17:00 | 2247.3665 | 348.6796 | 430.6083 | 1639.6517 | 1421.702 | 0 | 337.2424 | 436.9344 | 247.2582 | 501.8275 | 1545.832 | 0 | 4.2193 | 0.0067159 | 0 | 1.5694 | 0 | 0 | 950.4392 | 0 | 0 | 0 | 10113.3372 | 343 | 17 | Summer
2018-12-09 18:00 | 2348.1718 | 357.9244 | 607.9686 | 1792.0376 | 1546.1723 | 0 | 368.759 | 420.1183 | 337.6425 | 490.4406 | 1571.18 | 0 | 4.9928 | 0.0066876 | 0 | 1.8571 | 0 | 0 | 955.0781 | 0 | 0 | 0 | 10802.3499 | 343 | 18 | Summer
2018-12-09 19:00 | 2424.4006 | 364.8652 | 769.6472 | 1898.5207 | 1582.2404 | 0 | 382.8669 | 409.8285 | 327.082 | 467.6142 | 1583.9365 | 0 | 4.9485 | 0.0081283 | 0 | 1.8406 | 0 | 0 | 964.1316 | 0 | 0 | 0 | 11181.931 | 343 | 19 | Summer
2018-12-09 20:00 | 2467.7219 | 367.1438 | 804.7616 | 1821.6366 | 1546.155 | 0 | 386.4681 | 396.386 | 315.4817 | 430.4309 | 1561.8899 | 0 | 4.1929 | 0.0081008 | 0 | 1.5596 | 0 | 0 | 980.9174 | 0 | 0 | 0 | 11084.7535 | 343 | 20 | Summer
2018-12-09 21:00 | 2545.8925 | 374.367 | 698.4923 | 1749.5895 | 1481.4173 | 0 | 380.1026 | 382.3212 | 303.6159 | 380.7428 | 1527.7768 | 0 | 3.4478 | 0.0078985 | 0 | 1.2825 | 0 | 0 | 970.7748 | 0 | 0 | 0 | 10799.8309 | 343 | 21 | Summer
2018-12-09 22:00 | 2657.2718 | 383.1262 | 519.7815 | 1668.1053 | 1386.6892 | 0 | 267.9948 | 355.3128 | 292.2346 | 331.6349 | 1478.6656 | 0 | 2.6878 | 0.007761 | 0 | 0.99977 | 0 | 0 | 1006.6914 | 0 | 0 | 0 | 10351.2036 | 343 | 22 | Summer
2018-12-09 23:00 | 2755.2429 | 392.2054 | 362.1689 | 1393.9233 | 1154.0928 | 0 | 289.4956 | 349.9989 | 280.3088 | 270.6597 | 1425.497 | 0 | 1.7855 | 0.007576 | 0 | 0.66413 | 0 | 0 | 1052.3257 | 0 | 0 | 0 | 9728.3761 | 343 | 23 | Summer
2018-12-10 | 2817.9545 | 399.3089 | 154.3706 | 1047.5356 | 995.3592 | 0 | 298.4579 | 341.7084 | 267.4478 | 217.3215 | 1387.8625 | 0 | 0.93625 | 0.0074903 | 0 | 0.34825 | 0 | 0 | 1085.4839 | 0 | 0 | 0 | 9014.1028 | 344 | 0 | Spring
2018-12-10 01:00 | 2838.3397 | 400.5938 | 94.9954 | 742.4433 | 922.3709 | 0 | 290.7853 | 309.9236 | 279.5629 | 202.9213 | 1506.0013 | 0 | 0.36482 | 0.0074688 | 0 | 0.1357 | 0 | 0 | 1057.7552 | 0 | 0 | 0 | 8646.2007 | 344 | 1 | Spring
2018-12-10 02:00 | 2860.544 | 401.7201 | 85.3118 | 516.8774 | 885.2821 | 0 | 260.7361 | 294.0885 | 269.2644 | 176.6742 | 1478.6727 | 0 | 0.30439 | 0.007398 | 0 | 0.11322 | 0 | 0 | 988.0597 | 0 | 0 | 0 | 8217.6558 | 344 | 2 | Spring
2018-12-10 03:00 | 2980.8254 | 410.0573 | 83.153 | 429.894 | 869.6773 | 0 | 272.8496 | 299.2277 | 266.4136 | 168.205 | 1445.5497 | 0 | 0.21604 | 0.0079498 | 0 | 0.080359 | 0 | 0 | 940.5219 | 0 | 0 | 0 | 8166.6788 | 344 | 3 | Spring
2018-12-10 04:00 | 3072.6553 | 419.7117 | 83.153 | 406.743 | 867.064 | 0 | 299.2951 | 314.0021 | 267.6611 | 170.188 | 1409.3309 | 0 | 0.040708 | 0.0078869 | 0 | 0.015142 | 0 | 0 | 925.6715 | 0 | 0 | 0 | 8235.5394 | 344 | 4 | Spring
2018-12-10 05:00 | 3219.357 | 435.3664 | 83.5432 | 507.8157 | 892.478 | 0 | 337.6056 | 338.0591 | 278.4037 | 202.6498 | 1411.4274 | 0 | 0.12856 | 0.0080128 | 0 | 0.047819 | 0 | 0 | 949.0152 | 0 | 0 | 0 | 8655.9055 | 344 | 5 | Spring
2018-12-10 06:00 | 3297.0973 | 445.0241 | 94.7726 | 798.067 | 938.3615 | 0 | 426.4156 | 399.0233 | 308.5144 | 259.6206 | 1470.7989 | 0 | 0.2697 | 0.0074728 | 0 | 0.10032 | 0 | 0 | 937.023 | 0 | 0 | 0 | 9375.0957 | 344 | 6 | Spring
2018-12-10 07:00 | 3327.3504 | 448.3814 | 190.922 | 1242.239 | 1047.9695 | 0 | 636.9658 | 485.0867 | 362.298 | 337.5273 | 1780.4513 | 0 | 0.47885 | 0.0062773 | 0 | 0.17811 | 0 | 0 | 944.7435 | 0 | 0 | 0 | 10804.5983 | 344 | 7 | Spring
2018-12-10 08:00 | 3357.2559 | 453.399 | 261.0267 | 1444.9686 | 1163.211 | 0 | 623.886 | 547.3755 | 316.2977 | 462.7474 | 2019.3027 | 0 | 0.84832 | 0.0055742 | 0 | 0.31554 | 0 | 0 | 883.9796 | 0 | 0 | 0 | 11534.6197 | 344 | 8 | Spring
2018-12-10 09:00 | 3165.0027 | 441.6298 | 267.7261 | 1472.2305 | 1212.1524 | 0 | 575.0035 | 584.3106 | 373.0294 | 703.9343 | 2261.935 | 0 | 1.515 | 0.0056073 | 0 | 0.56353 | 0 | 0 | 893.058 | 0 | 0 | 0 | 11952.0965 | 344 | 9 | Spring
2018-12-10 10:00 | 2875.1269 | 418.287 | 263.5223 | 1465.6819 | 1238.9325 | 0 | 510.2224 | 621.4104 | 427.8536 | 808.5989 | 2474.5644 | 0 | 2.0168 | 0.005563 | 0 | 0.75016 | 0 | 0 | 871.6049 | 0 | 0 | 0 | 11978.5778 | 344 | 10 | Spring
2018-12-10 11:00 | 2592.4753 | 392.4096 | 246.7663 | 1530.9869 | 1233.9195 | 0 | 439.5555 | 647.1555 | 455.0172 | 865.4249 | 2638.6234 | 0 | 2.6807 | 0.0062457 | 0 | 0.99713 | 0 | 0 | 917.8538 | 0 | 0 | 0 | 11963.8721 | 344 | 11 | Spring
2018-12-10 12:00 | 2273.846 | 358.8207 | 227.5973 | 1503.6473 | 1234.5193 | 0 | 358.6025 | 655.6227 | 462.3411 | 887.9479 | 2689.9497 | 0 | 3.3436 | 0.0063038 | 0 | 1.2437 | 0 | 0 | 908.8569 | 0 | 0 | 0 | 11566.3451 | 344 | 12 | Spring
2018-12-10 13:00 | 2028.6544 | 327.4591 | 218.9012 | 1440.6931 | 1243.1729 | 0 | 298.1312 | 655.6973 | 458.7746 | 877.3524 | 2668.8794 | 0 | 3.5322 | 0.0062467 | 0 | 1.3138 | 0 | 0 | 934.8321 | 0 | 0 | 0 | 11157.4001 | 344 | 13 | Spring
2018-12-10 14:00 | 1769.0225 | 299.3581 | 209.9445 | 1340.2167 | 1200.4572 | 0 | 263.7648 | 648.3709 | 445.1313 | 837.5106 | 2591.4688 | 0 | 3.6993 | 0.0063891 | 0 | 1.376 | 0 | 0 | 946.0792 | 0 | 0 | 0 | 10556.4064 | 344 | 14 | Spring
2018-12-10 15:00 | 1666.854 | 290.2579 | 216.8931 | 1262.7353 | 1185.6757 | 0 | 251.6377 | 630.087 | 418.8248 | 792.9634 | 2459.3874 | 0 | 3.9304 | 0.0064607 | 0 | 1.4619 | 0 | 0 | 937.2948 | 0 | 0 | 0 | 10118.0098 | 344 | 15 | Spring
2018-12-10 16:00 | 1674.504 | 292.2219 | 259.1024 | 1318.7957 | 1240.9253 | 0 | 259.8407 | 603.1178 | 385.6986 | 761.3932 | 2331.3537 | 0 | 4.5693 | 0.006664 | 0 | 1.6996 | 0 | 0 | 961.885 | 0 | 0 | 0 | 10095.1137 | 344 | 16 | Spring
2018-12-10 17:00 | 1803.6988 | 307.9809 | 362.9256 | 1526.3541 | 1347.8087 | 0 | 286.158 | 567.6371 | 414.9504 | 603.8101 | 2232.2851 | 0 | 4.3274 | 0.008119 | 0 | 1.6096 | 0 | 0 | 974.9226 | 0 | 0 | 0 | 10434.4766 | 344 | 17 | Spring
2018-12-10 18:00 | 1958.1804 | 330.5828 | 548.2062 | 1785.2769 | 1491.1287 | 0 | 313.8935 | 521.3246 | 483.206 | 579.653 | 2151.4078 | 0 | 5.1296 | 0.0079865 | 0 | 1.908 | 0 | 0 | 981.7697 | 0 | 0 | 0 | 11151.6749 | 344 | 18 | Spring
2018-12-10 19:00 | 2063.7656 | 344.7093 | 728.3391 | 1857.3256 | 1545.4211 | 0 | 327.3971 | 486.3641 | 456.7224 | 560.2479 | 1943.3843 | 0 | 5.169 | 0.0080927 | 0 | 1.9226 | 0 | 0 | 1006.6486 | 0 | 0 | 0 | 11327.4249 | 344 | 19 | Spring
2018-12-10 20:00 | 2104.4391 | 351.1507 | 768.9318 | 1811.4832 | 1512.6975 | 0 | 327.6672 | 442.2457 | 434.12 | 522.8571 | 1848.5741 | 0 | 4.3702 | 0.0086819 | 0 | 1.6256 | 0 | 0 | 1021.8814 | 0 | 0 | 0 | 11152.0523 | 344 | 20 | Spring
2018-12-10 21:00 | 2160.6852 | 355.0613 | 671.2683 | 1715.2226 | 1453.9732 | 0 | 306.4684 | 398.4546 | 416.4657 | 427.1767 | 1750.6585 | 0 | 3.5635 | 0.0084293 | 0 | 1.3255 | 0 | 0 | 1002.5601 | 0 | 0 | 0 | 10662.8918 | 344 | 21 | Spring
2018-12-10 22:00 | 2268.3378 | 364.6826 | 495.2031 | 1628.7306 | 1356.2335 | 0 | 217.2535 | 362.4077 | 384.8617 | 340.5517 | 1662.7357 | 0 | 2.7406 | 0.0081861 | 0 | 1.0194 | 0 | 0 | 1026.9015 | 0 | 0 | 0 | 10111.6676 | 344 | 22 | Spring
2018-12-10 23:00 | 2369.987 | 373.75 | 333.2367 | 1408.1106 | 1119.4752 | 0 | 227.032 | 345.2565 | 331.3201 | 281.5935 | 1607.0486 | 0 | 1.832 | 0.0080095 | 0 | 0.68141 | 0 | 0 | 1079.7869 | 0 | 0 | 0 | 9479.1184 | 344 | 23 | Spring
2018-12-11 | 2477.5428 | 383.5633 | 143.4653 | 1022.1281 | 971.2324 | 0 | 241.0138 | 334.9272 | 297.0778 | 242.1514 | 1570.8808 | 0 | 0.34075 | 0.005275 | 0 | 0.12674 | 0 | 0 | 1335.7879 | 0 | 0 | 0 | 9020.2436 | 345 | 0 | Spring
2018-12-11 01:00 | 2585.6323 | 392.9781 | 91.7384 | 678.1643 | 908.518 | 0 | 254.4163 | 306.5571 | 279.5629 | 201.3946 | 1506.0013 | 0 | 0.21593 | 0.0053214 | 0 | 0.080316 | 0 | 0 | 1330.6686 | 0 | 0 | 0 | 8535.9334 | 345 | 1 | Spring
2018-12-11 02:00 | 2639.9738 | 397.0364 | 84.7539 | 496.8139 | 879.146 | 0 | 238.3764 | 292.7303 | 269.2644 | 177.2606 | 1478.6727 | 0 | 0.1021 | 0.0055421 | 0 | 0.037978 | 0 | 0 | 1362.0161 | 0 | 0 | 0 | 8316.1901 | 345 | 2 | Spring
2018-12-11 03:00 | 2797.0314 | 407.7985 | 83.153 | 406.7679 | 867.148 | 0 | 256.0886 | 297.7892 | 266.4136 | 168.3884 | 1445.5497 | 0 | 0.13155 | 0.0054033 | 0 | 0.048931 | 0 | 0 | 1343.4979 | 0 | 0 | 0 | 8339.812 | 345 | 3 | Spring
2018-12-11 04:00 | 2912.6618 | 417.9592 | 83.153 | 409.2636 | 866.3035 | 0 | 284.4502 | 313.6955 | 267.6611 | 171.1054 | 1409.3309 | 0 | 0.072306 | 0.005617 | 0 | 0.026895 | 0 | 0 | 1382.505 | 0 | 0 | 0 | 8518.1939 | 345 | 4 | Spring
2018-12-11 05:00 | 3060.7271 | 431.9197 | 83.5511 | 504.838 | 891.9788 | 0 | 320.8409 | 337.2714 | 278.4037 | 203.4383 | 1411.4274 | 0 | 0.30108 | 0.0057793 | 0 | 0.11199 | 0 | 0 | 1481.7965 | 0 | 0 | 0 | 9006.6118 | 345 | 5 | Spring
2018-12-11 06:00 | 3169.1937 | 442.199 | 95.5672 | 800.7928 | 938.7708 | 0 | 404.5701 | 398.6394 | 308.5144 | 258.1145 | 1470.7989 | 0 | 0.7551 | 0.0049567 | 0 | 0.28087 | 0 | 0 | 1446.8356 | 0 | 0 | 0 | 9735.0374 | 345 | 6 | Spring
2018-12-11 07:00 | 3250.9011 | 448.8033 | 191.6298 | 1230.4475 | 1048.3919 | 0 | 609.4559 | 483.6284 | 362.298 | 338.6888 | 1780.4513 | 0 | 1.4805 | 0.0049795 | 0 | 0.5507 | 0 | 0 | 1596.5104 | 0 | 0 | 0 | 11343.2427 | 345 | 7 | Spring
2018-12-11 08:00 | 3233.9705 | 448.6991 | 262.8237 | 1437.985 | 1163.6725 | 0 | 583.4948 | 548.4256 | 316.5357 | 462.9891 | 2019.3027 | 0 | 1.6235 | 0.0050359 | 0 | 0.60386 | 0 | 0 | 1678.183 | 0 | 0 | 0 | 12158.3141 | 345 | 8 | Spring
2018-12-11 09:00 | 3001.1034 | 432.8885 | 267.3085 | 1440.3948 | 1211.0144 | 0 | 533.0938 | 589.9339 | 373.0294 | 705.8592 | 2261.935 | 0 | 1.5101 | 0.0050498 | 0 | 0.56168 | 0 | 0 | 1745.175 | 0 | 0 | 0 | 12563.8127 | 345 | 9 | Spring
2018-12-11 10:00 | 2684.9317 | 407.4586 | 263.2533 | 1490.6278 | 1240.5451 | 0 | 444.078 | 625.1799 | 427.8536 | 808.9361 | 2474.5644 | 0 | 1.6899 | 0.0050101 | 0 | 0.62859 | 0 | 0 | 1715.974 | 0 | 0 | 0 | 12585.7261 | 345 | 10 | Spring
2018-12-11 11:00 | 2378.9799 | 378.5961 | 249.6439 | 1529.6815 | 1238.3272 | 0 | 376.8181 | 651.0229 | 455.0172 | 866.951 | 2638.6234 | 0 | 2.1054 | 0.0050561 | 0 | 0.78312 | 0 | 0 | 1760.4776 | 0 | 0 | 0 | 12527.0324 | 345 | 11 | Spring
2018-12-11 12:00 | 2131.4729 | 353.4929 | 230.7961 | 1486.1874 | 1238.2889 | 0 | 326.459 | 660.2128 | 462.3411 | 890.4727 | 2689.9497 | 0 | 2.3809 | 0.0050891 | 0 | 0.8856 | 0 | 0 | 1755.3707 | 0 | 0 | 0 | 12228.3158 | 345 | 12 | Spring
2018-12-11 13:00 | 1928.4127 | 328.2995 | 219.5074 | 1443.5993 | 1246.7945 | 0 | 281.8851 | 658.138 | 458.7746 | 879.1184 | 2668.8794 | 0 | 2.4305 | 0.005117 | 0 | 0.90405 | 0 | 0 | 1768.7375 | 0 | 0 | 0 | 11885.4861 | 345 | 13 | Spring
2018-12-11 14:00 | 1738.4026 | 308.644 | 211.4013 | 1325.2558 | 1205.0571 | 0 | 259.6907 | 652.4636 | 445.1313 | 837.669 | 2591.4688 | 0 | 2.7559 | 0.0051394 | 0 | 1.0251 | 0 | 0 | 1758.3766 | 0 | 0 | 0 | 11337.3469 | 345 | 14 | Spring
2018-12-11 15:00 | 1624.5913 | 294.2088 | 218.4168 | 1284.5671 | 1187.3374 | 0 | 241.7273 | 633.1676 | 418.8248 | 795.0747 | 2459.3874 | 0 | 3.775 | 0.0052124 | 0 | 1.4041 | 0 | 0 | 1735.2462 | 0 | 0 | 0 | 10897.7339 | 345 | 15 | Spring
2018-12-11 16:00 | 1590.0409 | 288.0639 | 260.6408 | 1305.1483 | 1244.389 | 0 | 243.9196 | 608.5004 | 385.6986 | 764.0777 | 2331.3537 | 0 | 5.2203 | 0.0054518 | 0 | 1.9417 | 0 | 0 | 1760.4655 | 0 | 0 | 0 | 10789.4658 | 345 | 16 | Spring
2018-12-11 17:00 | 1678.7524 | 300.7194 | 361.7672 | 1522.9493 | 1343.2922 | 0 | 262.9241 | 572.8896 | 414.9504 | 603.856 | 2232.2851 | 0 | 6.3781 | 0.0054207 | 0 | 2.3724 | 0 | 0 | 1721.3881 | 0 | 0 | 0 | 11024.5297 | 345 | 17 | Spring
2018-12-11 18:00 | 1731.853 | 312.1455 | 548.4903 | 1760.8037 | 1487.7746 | 0 | 271.6689 | 522.0147 | 483.206 | 580.6337 | 2151.4078 | 0 | 4.9814 | 0.0061523 | 0 | 1.8529 | 0 | 0 | 1736.0613 | 0 | 0 | 0 | 11592.9 | 345 | 18 | Spring
2018-12-11 19:00 | 1729.519 | 312.2147 | 721.4037 | 1851.2277 | 1541.3142 | 0 | 265.4384 | 484.5319 | 456.7224 | 560.4696 | 1943.3843 | 0 | 2.7362 | 0.0063055 | 0 | 1.0178 | 0 | 0 | 1765.0719 | 0 | 0 | 0 | 11635.058 | 345 | 19 | Spring
2018-12-11 20:00 | 1753.6356 | 312.3477 | 762.1922 | 1754.7226 | 1508.5259 | 0 | 251.88 | 436.2677 | 434.12 | 523.4432 | 1848.5741 | 0 | 2.1125 | 0.0061448 | 0 | 0.78576 | 0 | 0 | 1757.4645 | 0 | 0 | 0 | 11346.0779 | 345 | 20 | Spring
2018-12-11 21:00 | 1810.8145 | 317.2797 | 669.6547 | 1674.311 | 1452.96 | 0 | 232.0891 | 390.0156 | 416.4657 | 427.916 | 1750.6585 | 0 | 1.6103 | 0.0060923 | 0 | 0.59895 | 0 | 0 | 1742.24 | 0 | 0 | 0 | 10886.62 | 345 | 21 | Spring
2018-12-11 22:00 | 1892.5889 | 329.7638 | 496.1155 | 1679.6313 | 1354.4008 | 0 | 156.7376 | 354.2189 | 384.8617 | 341.4386 | 1662.7357 | 0 | 1.0335 | 0.0060376 | 0 | 0.38441 | 0 | 0 | 1658.4937 | 0 | 0 | 0 | 10312.4104 | 345 | 22 | Spring
2018-12-11 23:00 | 1995.1709 | 339.8756 | 329.8521 | 1431.6399 | 1116.1947 | 0 | 171.589 | 338.7247 | 331.3201 | 281.097 | 1607.0486 | 0 | 0.71526 | 0.0059417 | 0 | 0.26605 | 0 | 0 | 1576.1006 | 0 | 0 | 0 | 9519.6004 | 345 | 23 | Spring
2018-12-12 | 2062.0523 | 346.0954 | 143.193 | 1039.0557 | 970.4291 | 0 | 180.122 | 328.8186 | 297.0778 | 242.7449 | 1570.8808 | 0 | 0.39455 | 0.0059574 | 0 | 0.14676 | 0 | 0 | 1547.8763 | 0 | 0 | 0 | 8728.8931 | 346 | 0 | Spring
2018-12-12 01:00 | 2092.1269 | 348.4027 | 92.1749 | 706.0704 | 909.6898 | 0 | 176.8997 | 296.099 | 280.4149 | 202.1668 | 1504.9675 | 0 | 0.24931 | 0.0059992 | 0 | 0.092731 | 0 | 0 | 1536.3383 | 0 | 0 | 0 | 8145.699 | 346 | 1 | Spring
2018-12-12 02:00 | 2110.7754 | 349.5529 | 84.7343 | 507.6986 | 879.6196 | 0 | 164.6171 | 283.6958 | 269.5307 | 178.3739 | 1478.1194 | 0 | 0.11657 | 0.0059936 | 0 | 0.043359 | 0 | 0 | 1550.477 | 0 | 0 | 0 | 7857.3607 | 346 | 2 | Spring
2018-12-12 03:00 | 2212.6601 | 357.8428 | 83.153 | 423.603 | 867.5216 | 0 | 173.2493 | 289.3738 | 266.5492 | 167.8427 | 1447.265 | 0 | 0.15056 | 0.0060565 | 0 | 0.056002 | 0 | 0 | 1539.3855 | 0 | 0 | 0 | 7828.6585 | 346 | 3 | Spring
2018-12-12 04:00 | 2285.2468 | 364.5572 | 83.153 | 410.7427 | 866.6357 | 0 | 189.323 | 304.5486 | 267.6032 | 171.2702 | 1413.0391 | 0 | 0.081875 | 0.0061166 | 0 | 0.030454 | 0 | 0 | 1567.8028 | 0 | 0 | 0 | 7924.0407 | 346 | 4 | Spring
2018-12-12 05:00 | 2391.9347 | 375.6507 | 83.5378 | 501.132 | 892.2118 | 0 | 213.8389 | 327.954 | 278.1847 | 204.1905 | 1415.1073 | 0 | 0.3389 | 0.0062965 | 0 | 0.12606 | 0 | 0 | 1667.5104 | 0 | 0 | 0 | 8351.724 | 346 | 5 | Spring
2018-12-12 06:00 | 2452.8448 | 383.4526 | 94.5112 | 785.6788 | 937.8592 | 0 | 274.8829 | 389.6025 | 307.9248 | 258.4439 | 1475.7673 | 0 | 0.81326 | 0.0052269 | 0 | 0.3025 | 0 | 0 | 1560.8068 | 0 | 0 | 0 | 8922.8958 | 346 | 6 | Spring
2018-12-12 07:00 | 2511.7568 | 391.3429 | 189.4313 | 1244.8534 | 1046.5692 | 0 | 459.4807 | 477.7453 | 360.6403 | 340.1914 | 1785.7752 | 0 | 1.5612 | 0.0050797 | 0 | 0.58071 | 0 | 0 | 1685.0084 | 0 | 0 | 0 | 10494.9419 | 346 | 7 | Spring
2018-12-12 08:00 | 2541.9974 | 395.8241 | 262.8196 | 1397.8575 | 1161.0042 | 0 | 450.358 | 547.5466 | 317.0459 | 464.5245 | 2023.3511 | 0 | 1.688 | 0.0050305 | 0 | 0.62785 | 0 | 0 | 1744.7699 | 0 | 0 | 0 | 11309.4197 | 346 | 8 | Spring
2018-12-12 09:00 | 2395.8704 | 377.844 | 270.205 | 1411.7858 | 1211.7625 | 0 | 405.0262 | 589.2363 | 369.4996 | 706.5033 | 2264.4618 | 0 | 1.5231 | 0.0049719 | 0 | 0.56652 | 0 | 0 | 1760.1213 | 0 | 0 | 0 | 11764.4108 | 346 | 9 | Spring
2018-12-12 10:00 | 2200.8527 | 346.8978 | 267.0977 | 1495.7349 | 1242.028 | 0 | 351.0761 | 628.8508 | 426.6044 | 811.5781 | 2475.1843 | 0 | 1.6893 | 0.0049989 | 0 | 0.62836 | 0 | 0 | 1714.7466 | 0 | 0 | 0 | 11962.9741 | 346 | 10 | Spring
2018-12-12 11:00 | 1965.9303 | 315.963 | 249.1449 | 1510.7205 | 1237.8986 | 0 | 296.7572 | 662.2525 | 454.7504 | 869.3272 | 2637.8932 | 0 | 2.0791 | 0.004941 | 0 | 0.77333 | 0 | 0 | 1737.6668 | 0 | 0 | 0 | 11941.1619 | 346 | 11 | Spring
2018-12-12 12:00 | 1770.2054 | 290.5363 | 229.7906 | 1498.248 | 1236.2082 | 0 | 252.6374 | 680.1456 | 462.2977 | 892.7761 | 2687.0461 | 0 | 2.3167 | 0.0048928 | 0 | 0.86172 | 0 | 0 | 1706.8629 | 0 | 0 | 0 | 11709.9376 | 346 | 12 | Spring
2018-12-12 13:00 | 1589.7536 | 269.0611 | 219.1709 | 1424.2678 | 1246.0742 | 0 | 220.995 | 683.4449 | 458.7655 | 877.7291 | 2665.3095 | 0 | 2.3748 | 0.0049078 | 0 | 0.88334 | 0 | 0 | 1727.3328 | 0 | 0 | 0 | 11385.1675 | 346 | 13 | Spring
2018-12-12 14:00 | 1405.6109 | 247.5014 | 210.5559 | 1322.1041 | 1202.1033 | 0 | 199.1581 | 678.024 | 445.1259 | 841.2167 | 2588.0229 | 0 | 2.7045 | 0.0049427 | 0 | 1.006 | 0 | 0 | 1724.2609 | 0 | 0 | 0 | 10867.3995 | 346 | 14 | Spring
2018-12-12 15:00 | 1315.3034 | 237.2683 | 217.0882 | 1219.4073 | 1185.8244 | 0 | 184.2126 | 654.6098 | 418.8259 | 796.9995 | 2455.1169 | 0 | 3.7342 | 0.0050258 | 0 | 1.389 | 0 | 0 | 1715.1008 | 0 | 0 | 0 | 10404.8852 | 346 | 15 | Spring
2018-12-12 16:00 | 1286.4559 | 235.7058 | 258.1321 | 1279.4793 | 1243.3464 | 0 | 186.1577 | 619.1958 | 385.6988 | 764.597 | 2324.7236 | 0 | 5.1824 | 0.0052851 | 0 | 1.9276 | 0 | 0 | 1746.0416 | 0 | 0 | 0 | 10336.6494 | 346 | 16 | Spring
2018-12-12 17:00 | 1377.2953 | 244.9181 | 365.445 | 1508.8447 | 1351.3892 | 0 | 203.8674 | 570.9456 | 414.9512 | 604.3837 | 2227.1223 | 0 | 6.4046 | 0.006075 | 0 | 2.3823 | 0 | 0 | 1726.9172 | 0 | 0 | 0 | 10604.8727 | 346 | 17 | Spring
2018-12-12 18:00 | 1469.3603 | 258.553 | 551.7925 | 1752.7376 | 1492.0282 | 0 | 216.4543 | 516.0026 | 483.1915 | 583.8241 | 2146.2553 | 0 | 5.0284 | 0.0059956 | 0 | 1.8704 | 0 | 0 | 1750.6943 | 0 | 0 | 0 | 11227.7984 | 346 | 18 | Spring
2018-12-12 19:00 | 1540.6331 | 271.51 | 730.1309 | 1851.7529 | 1543.6852 | 0 | 231.2872 | 477.0395 | 456.7091 | 560.8212 | 1940.5028 | 0 | 2.7288 | 0.0059483 | 0 | 1.015 | 0 | 0 | 1758.9182 | 0 | 0 | 0 | 11366.7397 | 346 | 19 | Spring
2018-12-12 20:00 | 1639.2746 | 292.8323 | 769.0462 | 1808.0764 | 1510.1588 | 0 | 234.8316 | 430.2385 | 434.1447 | 524.8622 | 1848.2312 | 0 | 2.1139 | 0.0059802 | 0 | 0.78629 | 0 | 0 | 1757.464 | 0 | 0 | 0 | 11252.0667 | 346 | 20 | Spring
2018-12-12 21:00 | 1734.0774 | 304.7501 | 671.4645 | 1753.3811 | 1451.4255 | 0 | 221.7979 | 384.7543 | 417.1344 | 428.7985 | 1751.6789 | 0 | 1.6223 | 0.0059559 | 0 | 0.60341 | 0 | 0 | 1753.889 | 0 | 0 | 0 | 10875.3832 | 346 | 21 | Spring
2018-12-12 22:00 | 1830.0546 | 314.5699 | 497.4238 | 1639.9288 | 1355.4928 | 0 | 135.5635 | 346.0718 | 387.699 | 342.794 | 1664.9398 | 0 | 1.0419 | 0.0059019 | 0 | 0.38754 | 0 | 0 | 1671.47 | 0 | 0 | 0 | 10187.4433 | 346 | 22 | Spring
2018-12-12 23:00 | 1949.5821 | 325.6571 | 331.966 | 1439.5661 | 1119.7555 | 0 | 145.8314 | 329.4104 | 335.0447 | 282.5598 | 1608.5537 | 0 | 0.73025 | 0.0059532 | 0 | 0.27162 | 0 | 0 | 1608.2363 | 0 | 0 | 0 | 9477.1708 | 346 | 23 | Spring
2018-12-13 | 2057.4087 | 336.4516 | 144.2759 | 1053.697 | 972.517 | 0 | 160.2646 | 320.2582 | 299.0849 | 242.9266 | 1571.5875 | 0 | 0.39081 | 0.0060066 | 0 | 0.14537 | 0 | 0 | 1532.5228 | 0 | 0 | 0 | 8691.5371 | 347 | 0 | Spring
2018-12-13 01:00 | 2144.6392 | 344.4216 | 91.9089 | 705.7302 | 908.5598 | 0 | 172.7687 | 289.8918 | 280.017 | 201.6596 | 1499.5401 | 0 | 0.24553 | 0.0059418 | 0 | 0.091329 | 0 | 0 | 1512.2561 | 0 | 0 | 0 | 8151.7358 | 347 | 1 | Spring
2018-12-13 02:00 | 2182.9189 | 347.2465 | 84.8093 | 486.7214 | 879.8539 | 0 | 146.6837 | 275.3532 | 269.4249 | 177.0213 | 1473.6582 | 0 | 0.11565 | 0.0059896 | 0 | 0.043018 | 0 | 0 | 1534.2382 | 0 | 0 | 0 | 7858.0942 | 347 | 2 | Spring
2018-12-13 03:00 | 2296.924 | 355.2563 | 83.153 | 425.7483 | 867.5828 | 0 | 156.5248 | 279.547 | 266.4829 | 168.9567 | 1441.8265 | 0 | 0.15024 | 0.0060779 | 0 | 0.055884 | 0 | 0 | 1532.4986 | 0 | 0 | 0 | 7874.7131 | 347 | 3 | Spring
2018-12-13 04:00 | 2386.7682 | 364.2592 | 83.153 | 413.9505 | 865.9737 | 0 | 176.0455 | 294.2636 | 267.659 | 171.324 | 1406.1974 | 0 | 0.0822 | 0.006272 | 0 | 0.030575 | 0 | 0 | 1576.2986 | 0 | 0 | 0 | 8006.0117 | 347 | 4 | Spring
2018-12-13 05:00 | 2503.0649 | 377.6608 | 83.5315 | 506.4372 | 892.6342 | 0 | 202.8556 | 319.4398 | 278.3421 | 204.5196 | 1407.3925 | 0 | 0.34317 | 0.0064372 | 0 | 0.12764 | 0 | 0 | 1687.7159 | 0 | 0 | 0 | 8464.0712 | 347 | 5 | Spring
2018-12-13 06:00 | 2586.5636 | 387.8551 | 95.6376 | 808.3318 | 938.6643 | 0 | 280.7025 | 383.5063 | 308.3715 | 257.5216 | 1467.7547 | 0 | 0.85854 | 0.0060631 | 0 | 0.31934 | 0 | 0 | 1638.5354 | 0 | 0 | 0 | 9154.6283 | 347 | 6 | Spring
2018-12-13 07:00 | 2648.5839 | 395.7618 | 192.0655 | 1235.1823 | 1047.9782 | 0 | 475.9137 | 472.3603 | 362.1024 | 340.6585 | 1778.674 | 0 | 1.6395 | 0.005773 | 0 | 0.60983 | 0 | 0 | 1761.3657 | 0 | 0 | 0 | 10712.9013 | 347 | 7 | Spring
2018-12-13 08:00 | 2657.1315 | 399.5381 | 260.1494 | 1424.8634 | 1162.2559 | 0 | 465.7067 | 541.9959 | 328.8327 | 465.3494 | 2016.6886 | 0 | 1.734 | 0.0050172 | 0 | 0.64499 | 0 | 0 | 1787.4276 | 0 | 0 | 0 | 11512.3232 | 347 | 8 | Spring
2018-12-13 09:00 | 2502.26 | 385.8452 | 266.6177 | 1446.3783 | 1209.4143 | 0 | 423.9466 | 584.3707 | 372.73 | 708.1317 | 2256.4833 | 0 | 1.5486 | 0.0049528 | 0 | 0.57602 | 0 | 0 | 1786.071 | 0 | 0 | 0 | 11944.3784 | 347 | 9 | Spring
2018-12-13 10:00 | 2254.7991 | 360.9604 | 261.744 | 1506.9993 | 1236.7098 | 0 | 361.1964 | 625.2339 | 427.6349 | 812.0638 | 2463.3942 | 0 | 1.6981 | 0.0049368 | 0 | 0.63162 | 0 | 0 | 1721.5753 | 0 | 0 | 0 | 12034.6459 | 347 | 10 | Spring
2018-12-13 11:00 | 1983.1427 | 330.2475 | 245.7492 | 1518.862 | 1234.1273 | 0 | 301.3521 | 657.0023 | 454.9038 | 872.4529 | 2618.467 | 0 | 2.0884 | 0.0048786 | 0 | 0.77681 | 0 | 0 | 1743.4372 | 0 | 0 | 0 | 11962.6142 | 347 | 11 | Spring
2018-12-13 12:00 | 1767.1368 | 306.6116 | 228.5869 | 1533.9879 | 1235.8933 | 0 | 246.7946 | 669.8504 | 462.3097 | 892.388 | 2658.9508 | 0 | 2.3564 | 0.004893 | 0 | 0.8765 | 0 | 0 | 1734.0999 | 0 | 0 | 0 | 11739.8478 | 347 | 12 | Spring
2018-12-13 13:00 | 1609.2666 | 282.7577 | 218.8505 | 1468.0344 | 1242.8801 | 0 | 209.004 | 670.9297 | 458.7695 | 882.4618 | 2631.5844 | 0 | 2.4193 | 0.0048872 | 0 | 0.89988 | 0 | 0 | 1757.8293 | 0 | 0 | 0 | 11435.6921 | 347 | 13 | Spring
2018-12-13 14:00 | 1413.0434 | 254.5937 | 211.0831 | 1310.4407 | 1201.2743 | 0 | 187.2916 | 664.5749 | 445.1295 | 840.4877 | 2553.3824 | 0 | 2.7572 | 0.0048983 | 0 | 1.0256 | 0 | 0 | 1755.913 | 0 | 0 | 0 | 10841.002 | 347 | 14 | Spring
2018-12-13 15:00 | 1326.648 | 242.8941 | 218.2937 | 1226.1441 | 1186.4566 | 0 | 175.6491 | 642.2225 | 418.8265 | 800.1678 | 2425.6575 | 0 | 3.818 | 0.0056522 | 0 | 1.4201 | 0 | 0 | 1751.6244 | 0 | 0 | 0 | 10419.8281 | 347 | 15 | Spring
2018-12-13 16:00 | 1322.1372 | 243.5984 | 257.8408 | 1338.7458 | 1241.9019 | 0 | 179.8613 | 611.5998 | 385.699 | 764.1282 | 2306.359 | 0 | 5.3157 | 0.0059324 | 0 | 1.9772 | 0 | 0 | 1788.8626 | 0 | 0 | 0 | 10448.0328 | 347 | 16 | Spring
2018-12-13 17:00 | 1400.8912 | 257.9524 | 363.9819 | 1514.2961 | 1344.6313 | 0 | 199.8104 | 571.7486 | 414.6043 | 606.8865 | 2219.7454 | 0 | 6.6182 | 0.0060147 | 0 | 2.4617 | 0 | 0 | 1782.0224 | 0 | 0 | 0 | 10685.6563 | 347 | 17 | Spring
2018-12-13 18:00 | 1470.5677 | 269.7943 | 549.9746 | 1715.6767 | 1485.9837 | 0 | 211.2487 | 520.823 | 483.1924 | 582.24 | 2148.7873 | 0 | 5.2217 | 0.0060436 | 0 | 1.9423 | 0 | 0 | 1815.0442 | 0 | 0 | 0 | 11260.5025 | 347 | 18 | Spring
2018-12-13 19:00 | 1513.5197 | 277.0141 | 729.6276 | 1839.1234 | 1542.074 | 0 | 213.4495 | 481.9868 | 456.708 | 563.7076 | 1950.4086 | 0 | 2.8793 | 0.0062095 | 0 | 1.071 | 0 | 0 | 1852.0184 | 0 | 0 | 0 | 11423.5941 | 347 | 19 | Spring
2018-12-13 20:00 | 1576.5694 | 283.1904 | 767.565 | 1754.66 | 1508.6541 | 0 | 212.4516 | 433.6 | 434.1247 | 525.2785 | 1862.8223 | 0 | 2.2315 | 0.0061379 | 0 | 0.83003 | 0 | 0 | 1851.5453 | 0 | 0 | 0 | 11213.529 | 347 | 20 | Spring
2018-12-13 21:00 | 1658.9365 | 292.0411 | 670.5488 | 1679.1025 | 1450.0255 | 0 | 209.3567 | 388.2724 | 416.492 | 429.9633 | 1767.7062 | 0 | 1.7019 | 0.0060536 | 0 | 0.63306 | 0 | 0 | 1837.1734 | 0 | 0 | 0 | 10801.9595 | 347 | 21 | Spring
2018-12-13 22:00 | 1721.7787 | 300.3678 | 496.3998 | 1597.382 | 1357.6 | 0 | 132.4123 | 351.2213 | 384.9438 | 342.1615 | 1678.4158 | 0 | 1.0917 | 0.0059833 | 0 | 0.40607 | 0 | 0 | 1749.6713 | 0 | 0 | 0 | 10113.8581 | 347 | 22 | Spring
2018-12-13 23:00 | 1818.8991 | 309.8805 | 332.4023 | 1388.5624 | 1118.8509 | 0 | 140.325 | 334.1121 | 331.5038 | 282.7518 | 1615.807 | 0 | 0.75983 | 0.0059284 | 0 | 0.28263 | 0 | 0 | 1671.2664 | 0 | 0 | 0 | 9345.4096 | 347 | 23 | Spring
2018-12-14 | 1905.631 | 319.1713 | 143.3452 | 1028.3821 | 970.7329 | 0 | 152.1654 | 323.5312 | 297.3998 | 243.8754 | 1570.3319 | 0 | 0.40612 | 0.0059034 | 0 | 0.15106 | 0 | 0 | 1590.9117 | 0 | 0 | 0 | 8546.0409 | 348 | 0 | Winter
2018-12-14 01:00 | 1976.7178 | 327.1621 | 92.2774 | 695.4063 | 909.321 | 0 | 159.4946 | 293.2993 | 279.5629 | 203.4733 | 1506.0013 | 0 | 0.25695 | 0.0059048 | 0 | 0.095575 | 0 | 0 | 1578.5431 | 0 | 0 | 0 | 8021.6176 | 348 | 1 | Winter
2018-12-14 02:00 | 2031.7408 | 335.1654 | 84.7669 | 510.0072 | 879.8691 | 0 | 148.2149 | 280.1797 | 269.2644 | 177.0743 | 1478.6727 | 0 | 0.11985 | 0.0059345 | 0 | 0.044579 | 0 | 0 | 1601.2806 | 0 | 0 | 0 | 7796.4063 | 348 | 2 | Winter
2018-12-14 03:00 | 2132.3414 | 344.8093 | 83.153 | 426.839 | 867.588 | 0 | 157.7582 | 284.6724 | 266.4136 | 168.2014 | 1445.5497 | 0 | 0.15527 | 0.0059876 | 0 | 0.057754 | 0 | 0 | 1590.4245 | 0 | 0 | 0 | 7767.9694 | 348 | 3 | Winter
2018-12-14 04:00 | 2227.6554 | 355.7441 | 83.153 | 424.3826 | 866.2665 | 0 | 182.1202 | 301.4494 | 267.6611 | 171.8481 | 1409.3309 | 0 | 0.084759 | 0.0060576 | 0 | 0.031527 | 0 | 0 | 1625.4118 | 0 | 0 | 0 | 7915.1454 | 348 | 4 | Winter
2018-12-14 05:00 | 2359.6321 | 370.245 | 83.57 | 510.4491 | 892.3909 | 0 | 210.4705 | 326.3134 | 278.4037 | 204.691 | 1411.4274 | 0 | 0.35272 | 0.0062243 | 0 | 0.1312 | 0 | 0 | 1733.7435 | 0 | 0 | 0 | 8381.8269 | 348 | 5 | Winter
2018-12-14 06:00 | 2466.2115 | 381.3152 | 95.6949 | 782.3963 | 938.8033 | 0 | 278.5289 | 389.3257 | 308.5144 | 259.1283 | 1470.7989 | 0 | 0.90611 | 0.0059521 | 0 | 0.33703 | 0 | 0 | 1721.2722 | 0 | 0 | 0 | 9093.2386 | 348 | 6 | Winter
2018-12-14 07:00 | 2507.7137 | 385.6649 | 190.8464 | 1224.0008 | 1047.815 | 0 | 459.3036 | 479.6234 | 362.298 | 341.0412 | 1780.4513 | 0 | 1.6891 | 0.0056923 | 0 | 0.62826 | 0 | 0 | 1810.5793 | 0 | 0 | 0 | 10591.6607 | 348 | 7 | Winter
2018-12-14 08:00 | 2466.8943 | 382.0555 | 261.8416 | 1377.5232 | 1160.1919 | 0 | 431.6473 | 549.4795 | 329.0615 | 465.4002 | 2019.3027 | 0 | 1.7611 | 0.0055707 | 0 | 0.65504 | 0 | 0 | 1813.0904 | 0 | 0 | 0 | 11258.9096 | 348 | 8 | Winter
2018-12-14 09:00 | 2254.2018 | 363.5751 | 269.9585 | 1476.6493 | 1209.9608 | 0 | 375.6109 | 593.3682 | 373.0294 | 708.4688 | 2261.935 | 0 | 1.5887 | 0.0055242 | 0 | 0.59092 | 0 | 0 | 1830.5355 | 0 | 0 | 0 | 11719.4783 | 348 | 9 | Winter
2018-12-14 10:00 | 1952.6713 | 332.648 | 265.7455 | 1484.2607 | 1240.5862 | 0 | 308.122 | 633.4882 | 427.8536 | 814.4091 | 2474.5644 | 0 | 1.7403 | 0.0054888 | 0 | 0.64732 | 0 | 0 | 1762.7763 | 0 | 0 | 0 | 11699.5186 | 348 | 10 | Winter
2018-12-14 11:00 | 1720.1247 | 305.3631 | 251.1497 | 1578.0803 | 1240.0038 | 0 | 255.3687 | 663.6632 | 455.0172 | 873.7754 | 2638.6234 | 0 | 2.1332 | 0.0054774 | 0 | 0.79345 | 0 | 0 | 1779.9278 | 0 | 0 | 0 | 11764.0293 | 348 | 11 | Winter
2018-12-14 12:00 | 1547.0529 | 279.9152 | 231.7817 | 1542.1399 | 1237.4109 | 0 | 213.391 | 678.2864 | 462.3411 | 894.2309 | 2689.9497 | 0 | 2.3835 | 0.0047947 | 0 | 0.88655 | 0 | 0 | 1752.9488 | 0 | 0 | 0 | 11532.7232 | 348 | 12 | Winter
2018-12-14 13:00 | 1419.201 | 265.873 | 221.6289 | 1459.3483 | 1246.9629 | 0 | 184.6494 | 677.7861 | 458.7746 | 882.8317 | 2668.8794 | 0 | 2.4174 | 0.0054188 | 0 | 0.89919 | 0 | 0 | 1755.2989 | 0 | 0 | 0 | 11244.5564 | 348 | 13 | Winter
2018-12-14 14:00 | 1263.8305 | 249.757 | 211.8861 | 1293.7551 | 1203.9588 | 0 | 170.7755 | 670.5529 | 445.1313 | 847.0742 | 2591.4688 | 0 | 2.748 | 0.0054279 | 0 | 1.0222 | 0 | 0 | 1748.9952 | 0 | 0 | 0 | 10700.961 | 348 | 14 | Winter
2018-12-14 15:00 | 1166.5146 | 239.3026 | 217.0833 | 1207.1795 | 1185.7694 | 0 | 158.3639 | 650.3447 | 418.8248 | 801.2512 | 2459.3874 | 0 | 3.783 | 0.0055593 | 0 | 1.4071 | 0 | 0 | 1734.5771 | 0 | 0 | 0 | 10243.7942 | 348 | 15 | Winter
2018-12-14 16:00 | 1142.5544 | 235.4802 | 258.1558 | 1289.9949 | 1242.9977 | 0 | 158.4691 | 621.0336 | 385.6986 | 768.3251 | 2331.3537 | 0 | 5.2428 | 0.0057871 | 0 | 1.9501 | 0 | 0 | 1763.1418 | 0 | 0 | 0 | 10204.4035 | 348 | 16 | Winter
2018-12-14 17:00 | 1215.3473 | 243.6386 | 364.3146 | 1541.1912 | 1349.3995 | 0 | 174.0875 | 578.9479 | 414.6041 | 608.0601 | 2232.2851 | 0 | 6.5194 | 0.0058288 | 0 | 2.4249 | 0 | 0 | 1754.1539 | 0 | 0 | 0 | 10484.9799 | 348 | 17 | Winter
2018-12-14 18:00 | 1270.5119 | 256.1766 | 553.5856 | 1777.9195 | 1494.7632 | 0 | 183.538 | 523.2695 | 483.206 | 586.0133 | 2151.4078 | 0 | 5.1288 | 0.005882 | 0 | 1.9077 | 0 | 0 | 1781.6579 | 0 | 0 | 0 | 11069.0916 | 348 | 18 | Winter
2018-12-14 19:00 | 1302.6022 | 262.0271 | 730.5714 | 1874.181 | 1546.6915 | 0 | 188.9207 | 483.0036 | 456.7224 | 566.6272 | 1943.3843 | 0 | 2.8431 | 0.0059998 | 0 | 1.0575 | 0 | 0 | 1827.0959 | 0 | 0 | 0 | 11185.7339 | 348 | 19 | Winter
2018-12-14 20:00 | 1357.4179 | 266.2899 | 764.8529 | 1789.4589 | 1509.4243 | 0 | 191.0305 | 433.3732 | 434.12 | 528.8845 | 1848.5741 | 0 | 2.2142 | 0.0059882 | 0 | 0.8236 | 0 | 0 | 1835.5277 | 0 | 0 | 0 | 10961.9977 | 348 | 20 | Winter
2018-12-14 21:00 | 1420.2119 | 271.5941 | 668.4917 | 1724.6378 | 1450.2741 | 0 | 177.372 | 385.006 | 416.4657 | 434.1385 | 1750.6585 | 0 | 1.6772 | 0.0058169 | 0 | 0.62384 | 0 | 0 | 1809.9955 | 0 | 0 | 0 | 10511.1525 | 348 | 21 | Winter
2018-12-14 22:00 | 1496.7315 | 280.2847 | 496.5822 | 1665.7414 | 1352.6033 | 0 | 103.2304 | 345.9603 | 384.8617 | 345.7866 | 1662.7357 | 0 | 1.0774 | 0.0058243 | 0 | 0.40073 | 0 | 0 | 1726.5092 | 0 | 0 | 0 | 9862.5108 | 348 | 22 | Winter
2018-12-14 23:00 | 1588.533 | 288.3972 | 332.7345 | 1449.8509 | 1116.0526 | 0 | 110.5564 | 329.1137 | 331.3201 | 285.25 | 1607.0486 | 0 | 0.75012 | 0.0064115 | 0 | 0.27901 | 0 | 0 | 1649.5973 | 0 | 0 | 0 | 9089.4899 | 348 | 23 | Winter
2018-12-15 | 1661.0876 | 295.7121 | 144.2352 | 1063.5639 | 969.997 | 0 | 118.9745 | 318.0534 | 297.0778 | 246.8121 | 1570.8808 | 0 | 0.40404 | 0.0064329 | 0 | 0.15029 | 0 | 0 | 1582.9602 | 0 | 0 | 0 | 8269.9153 | 349 | 0 | Summer
2018-12-15 01:00 | 1692.862 | 300.1016 | 92.071 | 700.0519 | 908.1775 | 0 | 136.3679 | 300.8961 | 262.7998 | 181.7906 | 1547.7876 | 0 | 0.2546 | 0.0064237 | 0 | 0.0947 | 0 | 0 | 1565.7671 | 0 | 0 | 0 | 7689.029 | 349 | 1 | Summer
2018-12-15 02:00 | 1734.786 | 307.2389 | 84.7689 | 502.7317 | 879.0202 | 0 | 119.0988 | 286.4736 | 255.9752 | 167.5705 | 1557.1641 | 0 | 0.11944 | 0.006431 | 0 | 0.044429 | 0 | 0 | 1589.3875 | 0 | 0 | 0 | 7484.3859 | 349 | 2 | Summer
2018-12-15 03:00 | 1873.9932 | 320.9204 | 82.6717 | 422.1583 | 866.9886 | 0 | 126.9657 | 286.285 | 250.1968 | 171.5393 | 1530.9542 | 0 | 0.15438 | 0.0064537 | 0 | 0.057423 | 0 | 0 | 1577.8683 | 0 | 0 | 0 | 7510.7597 | 349 | 3 | Summer
2018-12-15 04:00 | 1962.2575 | 329.692 | 82.6717 | 396.6404 | 866.1935 | 0 | 139.381 | 296.0297 | 248.3003 | 187.8931 | 1497.1429 | 0 | 0.084295 | 0.0065589 | 0 | 0.031354 | 0 | 0 | 1613.4943 | 0 | 0 | 0 | 7619.8186 | 349 | 4 | Summer
2018-12-15 05:00 | 2078.2097 | 344.3732 | 83.399 | 407.2727 | 886 | 0 | 164.9146 | 310.9274 | 250.4716 | 205.5642 | 1449.9068 | 0 | 0.34991 | 0.0067466 | 0 | 0.13015 | 0 | 0 | 1718.7104 | 0 | 0 | 0 | 7900.2365 | 349 | 5 | Summer
2018-12-15 06:00 | 2187.3916 | 358.2498 | 89.9364 | 497.2194 | 913.6561 | 0 | 222.0628 | 337.1496 | 255.7728 | 238.8652 | 1396.508 | 0 | 0.90852 | 0.0058217 | 0 | 0.33793 | 0 | 0 | 1724.5076 | 0 | 0 | 0 | 8222.5715 | 349 | 6 | Summer
2018-12-15 07:00 | 2289.9104 | 370.7248 | 133.0519 | 720.4875 | 970.5044 | 0 | 394.2236 | 395.7179 | 271.7089 | 290.715 | 1505.2127 | 0 | 1.692 | 0.005678 | 0 | 0.62934 | 0 | 0 | 1811.9266 | 0 | 0 | 0 | 9156.5107 | 349 | 7 | Summer
2018-12-15 08:00 | 2277.8805 | 372.0886 | 210.3708 | 1107.3053 | 1086.2212 | 0 | 364.5986 | 424.183 | 195.4711 | 334.273 | 1486.0485 | 0 | 1.7535 | 0.0055996 | 0 | 0.65223 | 0 | 0 | 1804.5433 | 0 | 0 | 0 | 9665.3953 | 349 | 8 | Summer
2018-12-15 09:00 | 2054.5988 | 350.3384 | 287.8436 | 1466.5284 | 1228.293 | 0 | 322.3796 | 452.0247 | 189.3831 | 479.5789 | 1459.9881 | 0 | 1.5748 | 0.0055569 | 0 | 0.58575 | 0 | 0 | 1813.7509 | 0 | 0 | 0 | 10106.8734 | 349 | 9 | Summer
2018-12-15 10:00 | 1765.5485 | 318.6326 | 325.3806 | 1607.6357 | 1310.0285 | 0 | 266.3524 | 497.7535 | 216.2907 | 536.9927 | 1471.5645 | 0 | 1.7263 | 0.0048101 | 0 | 0.64211 | 0 | 0 | 1748.1902 | 0 | 0 | 0 | 10066.7431 | 349 | 10 | Summer
2018-12-15 11:00 | 1517.3909 | 286.957 | 317.2964 | 1680.5548 | 1317.435 | 0 | 216.9878 | 535.0627 | 230.3457 | 577.5505 | 1533.5512 | 0 | 2.1144 | 0.0054614 | 0 | 0.78648 | 0 | 0 | 1763.8191 | 0 | 0 | 0 | 9979.8575 | 349 | 11 | Summer
2018-12-15 12:00 | 1333.112 | 261.8872 | 291.7316 | 1624.6505 | 1315.6312 | 0 | 184.6531 | 562.1952 | 237.352 | 612.7875 | 1574.19 | 0 | 2.3741 | 0.0047743 | 0 | 0.88306 | 0 | 0 | 1745.6062 | 0 | 0 | 0 | 9747.0585 | 349 | 12 | Summer
2018-12-15 13:00 | 1259.8166 | 243.3585 | 278.8907 | 1702.6092 | 1324.7809 | 0 | 166.2365 | 576.6104 | 239.1115 | 629.4964 | 1597.9018 | 0 | 2.4435 | 0.0054842 | 0 | 0.90889 | 0 | 0 | 1773.9182 | 0 | 0 | 0 | 9796.0887 | 349 | 13 | Summer
2018-12-15 14:00 | 1132.816 | 231.3456 | 270.913 | 1613.8395 | 1283.0057 | 0 | 155.5313 | 577.8129 | 238.5164 | 648.2275 | 1609.9614 | 0 | 2.8034 | 0.0055347 | 0 | 1.0427 | 0 | 0 | 1783.7458 | 0 | 0 | 0 | 9549.5668 | 349 | 14 | Summer
2018-12-15 15:00 | 1062.2911 | 224.1445 | 283.3201 | 1525.1749 | 1268.2955 | 0 | 153.4796 | 564.3551 | 234.9383 | 650.7277 | 1631.1355 | 0 | 3.8739 | 0.0056749 | 0 | 1.4409 | 0 | 0 | 1775.7498 | 0 | 0 | 0 | 9378.9326 | 349 | 15 | Summer
2018-12-15 16:00 | 1064.2624 | 222.8482 | 326.1767 | 1567.1654 | 1325.0322 | 0 | 158.8012 | 546.6504 | 229.9111 | 637.4693 | 1678.883 | 0 | 5.3403 | 0.0059252 | 0 | 1.9864 | 0 | 0 | 1795.5275 | 0 | 0 | 0 | 9560.0599 | 349 | 16 | Summer
2018-12-15 17:00 | 1129.567 | 231.1087 | 432.9004 | 1696.8785 | 1423.4538 | 0 | 173.0145 | 521.1829 | 287.3217 | 532.6838 | 1741.6208 | 0 | 6.4042 | 0.0058219 | 0 | 2.3821 | 0 | 0 | 1722.7659 | 0 | 0 | 0 | 9901.2899 | 349 | 17 | Summer
2018-12-15 18:00 | 1201.9988 | 243.5818 | 606.0903 | 1821.5497 | 1546.8166 | 0 | 192.5274 | 482.6575 | 386.0077 | 513.5661 | 1803.5482 | 0 | 4.9686 | 0.0059392 | 0 | 1.8481 | 0 | 0 | 1725.7925 | 0 | 0 | 0 | 10530.9594 | 349 | 18 | Summer
2018-12-15 19:00 | 1277.6359 | 257.9308 | 766.2848 | 1905.4201 | 1579.281 | 0 | 209.3503 | 451.665 | 385.2142 | 487.2486 | 1709.4431 | 0 | 2.7154 | 0.0059596 | 0 | 1.01 | 0 | 0 | 1745.0027 | 0 | 0 | 0 | 10778.2078 | 349 | 19 | Summer
2018-12-15 20:00 | 1354.4244 | 266.9069 | 805.4085 | 1854.9367 | 1546.2746 | 0 | 219.5541 | 422.0147 | 385.5904 | 445.1341 | 1699.4077 | 0 | 2.0961 | 0.0058487 | 0 | 0.77965 | 0 | 0 | 1737.5497 | 0 | 0 | 0 | 10740.0833 | 349 | 20 | Summer
2018-12-15 21:00 | 1445.2182 | 276.7475 | 693.9544 | 1768.3549 | 1477.8382 | 0 | 220.2613 | 396.8266 | 382.351 | 390.5928 | 1680.8259 | 0 | 1.6016 | 0.0057966 | 0 | 0.59573 | 0 | 0 | 1728.8733 | 0 | 0 | 0 | 10464.0472 | 349 | 21 | Summer
2018-12-15 22:00 | 1533.6466 | 285.3118 | 516.0519 | 1643.8741 | 1380.6821 | 0 | 138.0562 | 355.2299 | 359.3392 | 337.5394 | 1637.0345 | 0 | 1.0282 | 0.0057037 | 0 | 0.38244 | 0 | 0 | 1647.9294 | 0 | 0 | 0 | 9836.1114 | 349 | 22 | Summer
2018-12-15 23:00 | 1625.2682 | 293.6227 | 359.8903 | 1433.1427 | 1149.4711 | 0 | 140.0147 | 333.637 | 310.6487 | 271.0883 | 1581.5595 | 0 | 0.7155 | 0.0055663 | 0 | 0.26614 | 0 | 0 | 1573.577 | 0 | 0 | 0 | 9072.9074 | 349 | 23 | Summer
2018-12-16 | 1709.6594 | 302.1161 | 153.6372 | 1018.0454 | 992.5073 | 0 | 144.6671 | 313.4684 | 276.083 | 214.2308 | 1542.7824 | 0 | 0.98053 | 0.0082638 | 0 | 0.36472 | 0 | 0 | 1136.3746 | 0 | 0 | 0 | 7804.9254 | 350 | 0 | Fall
2018-12-16 01:00 | 1784.3058 | 308.523 | 94.4825 | 707.1805 | 920.6595 | 0 | 136.0835 | 297.245 | 254.282 | 184.615 | 1415.5104 | 0 | 0.38181 | 0.0075494 | 0 | 0.14202 | 0 | 0 | 1107.7105 | 0 | 0 | 0 | 7211.1291 | 350 | 1 | Fall
2018-12-16 02:00 | 1825.8812 | 311.9192 | 85.2 | 526.7226 | 884.6277 | 0 | 123.0882 | 289.402 | 246.2238 | 170.2811 | 1436.644 | 0 | 0.31932 | 0.0081895 | 0 | 0.11877 | 0 | 0 | 1033.9281 | 0 | 0 | 0 | 6934.3643 | 350 | 2 | Fall
2018-12-16 03:00 | 1902.8698 | 318.1559 | 82.6717 | 427.5661 | 869.1401 | 0 | 128.1073 | 288.1738 | 241.1178 | 175.3063 | 1430.7921 | 0 | 0.22949 | 0.0081917 | 0 | 0.085362 | 0 | 0 | 998.1064 | 0 | 0 | 0 | 6862.3303 | 350 | 3 | Fall
2018-12-16 04:00 | 1968.9292 | 325.2956 | 82.6717 | 400.8414 | 866.8213 | 0 | 136.3186 | 291.1125 | 237.6324 | 193.3268 | 1387.7021 | 0 | 0.04375 | 0.0081805 | 0 | 0.016273 | 0 | 0 | 991.1856 | 0 | 0 | 0 | 6881.9055 | 350 | 4 | Fall
2018-12-16 05:00 | 2077.2428 | 337.4882 | 83.4025 | 413.7968 | 885.401 | 0 | 151.6179 | 299.0007 | 242.2733 | 213.0632 | 1354.8697 | 0 | 0.13479 | 0.0081791 | 0 | 0.050136 | 0 | 0 | 997.2869 | 0 | 0 | 0 | 7055.636 | 350 | 5 | Fall
2018-12-16 06:00 | 2167.3992 | 346.2695 | 89.8218 | 498.7536 | 913.0035 | 0 | 200.8539 | 333.6538 | 251.3872 | 244.8964 | 1320.1457 | 0 | 0.28029 | 0.0074917 | 0 | 0.10426 | 0 | 0 | 975.667 | 0 | 0 | 0 | 7342.2437 | 350 | 6 | Fall
2018-12-16 07:00 | 2228.1223 | 351.9342 | 132.1876 | 769.2518 | 970.333 | 0 | 356.739 | 371.289 | 264.4863 | 292.0381 | 1265.2003 | 0 | 0.50134 | 0.0075601 | 0 | 0.18648 | 0 | 0 | 990.2179 | 0 | 0 | 0 | 7992.495 | 350 | 7 | Fall
2018-12-16 08:00 | 2217.4498 | 351.5956 | 211.2508 | 1123.4739 | 1088.5698 | 0 | 318.4128 | 384.2125 | 171.8669 | 329.7631 | 1235.8067 | 0 | 0.89692 | 0.00626 | 0 | 0.33362 | 0 | 0 | 934.72 | 0 | 0 | 0 | 8368.3587 | 350 | 8 | Fall
2018-12-16 09:00 | 2058.6648 | 337.9648 | 284.1982 | 1494.9973 | 1226.6856 | 0 | 295.3504 | 394.8532 | 137.9289 | 470.7016 | 1275.7444 | 0 | 1.6017 | 0.0063098 | 0 | 0.59577 | 0 | 0 | 943.3928 | 0 | 0 | 0 | 8922.6858 | 350 | 9 | Fall
2018-12-16 10:00 | 1896.5124 | 320.2672 | 325.1668 | 1635.1825 | 1305.3775 | 0 | 268.395 | 422.491 | 158.1587 | 508.5323 | 1293.7131 | 0 | 2.1203 | 0.0062028 | 0 | 0.78865 | 0 | 0 | 916.0165 | 0 | 0 | 0 | 9052.7282 | 350 | 10 | Fall
2018-12-16 11:00 | 1774.7439 | 310.5773 | 318.4326 | 1658.4607 | 1315.3965 | 0 | 249.9395 | 440.366 | 177.2739 | 538.1642 | 1309.5744 | 0 | 2.7713 | 0.0061923 | 0 | 1.0308 | 0 | 0 | 948.3901 | 0 | 0 | 0 | 9045.1275 | 350 | 11 | Fall
2018-12-16 12:00 | 1690.8538 | 304.6089 | 293.0144 | 1660.625 | 1314.1037 | 0 | 233.2639 | 453.2867 | 191.8208 | 567.3361 | 1337.8689 | 0 | 3.4028 | 0.006277 | 0 | 1.2657 | 0 | 0 | 924.4769 | 0 | 0 | 0 | 8975.9339 | 350 | 12 | Fall
2018-12-16 13:00 | 1605.6369 | 291.5602 | 278.863 | 1705.7803 | 1322.2689 | 0 | 216.3303 | 462.205 | 200.512 | 587.108 | 1390.8021 | 0 | 3.6072 | 0.0063058 | 0 | 1.3417 | 0 | 0 | 954.2105 | 0 | 0 | 0 | 9020.2324 | 350 | 13 | Fall
2018-12-16 14:00 | 1448.6863 | 267.9275 | 273.2213 | 1667.0242 | 1285.151 | 0 | 190.3195 | 463.794 | 204.1428 | 598.0661 | 1432.3599 | 0 | 3.7131 | 0.0063677 | 0 | 1.3811 | 0 | 0 | 949.0583 | 0 | 0 | 0 | 8784.8513 | 350 | 14 | Fall
2018-12-16 15:00 | 1375.2129 | 259.1688 | 284.7477 | 1536.5514 | 1271.3682 | 0 | 175.6259 | 456.2142 | 202.0859 | 611.6613 | 1477.5118 | 0 | 3.9134 | 0.0065207 | 0 | 1.4556 | 0 | 0 | 932.6963 | 0 | 0 | 0 | 8588.2201 | 350 | 15 | Fall
2018-12-16 16:00 | 1358.9912 | 262.9922 | 326.0049 | 1561.0072 | 1325.9012 | 0 | 176.1578 | 445.2067 | 194.6806 | 604.5838 | 1516.5853 | 0 | 4.5397 | 0.0068292 | 0 | 1.6886 | 0 | 0 | 954.8915 | 0 | 0 | 0 | 8733.2374 | 350 | 16 | Fall
2018-12-16 17:00 | 1430.1221 | 269.0908 | 431.1281 | 1658.0185 | 1419.1056 | 0 | 187.6144 | 435.1275 | 246.912 | 506.5972 | 1545.832 | 0 | 4.2774 | 0.0066992 | 0 | 1.591 | 0 | 0 | 962.8001 | 0 | 0 | 0 | 9098.2233 | 350 | 17 | Fall
2018-12-16 18:00 | 1497.5818 | 278.2123 | 611.4694 | 1832.5063 | 1545.4681 | 0 | 211.0982 | 414.1473 | 337.6425 | 494.9713 | 1571.18 | 0 | 5.0131 | 0.0080309 | 0 | 1.8647 | 0 | 0 | 958.4858 | 0 | 0 | 0 | 9759.649 | 350 | 18 | Fall
2018-12-16 19:00 | 1543.5979 | 285.8696 | 767.0278 | 1881.0585 | 1580.6769 | 0 | 223.8896 | 401.1389 | 327.082 | 472.4347 | 1583.9365 | 0 | 4.9939 | 0.0080539 | 0 | 1.8575 | 0 | 0 | 972.5865 | 0 | 0 | 0 | 10046.1582 | 350 | 19 | Fall
2018-12-16 20:00 | 1590.2609 | 292.0659 | 804.3212 | 1856.2664 | 1543.8701 | 0 | 235.8684 | 387.9357 | 315.4817 | 433.5607 | 1561.8899 | 0 | 4.221 | 0.0079075 | 0 | 1.57 | 0 | 0 | 987.0988 | 0 | 0 | 0 | 10014.4186 | 350 | 20 | Fall
2018-12-16 21:00 | 1668.0928 | 299.9181 | 699.5776 | 1775.3093 | 1479.6043 | 0 | 237.9946 | 373.362 | 303.6159 | 385.083 | 1527.7768 | 0 | 3.4849 | 0.0077373 | 0 | 1.2962 | 0 | 0 | 980.7179 | 0 | 0 | 0 | 9735.8412 | 350 | 21 | Fall
2018-12-16 22:00 | 1785.4252 | 313.3233 | 520.36 | 1700.2351 | 1382.5598 | 0 | 156.9063 | 346.781 | 292.2346 | 335.4853 | 1478.6656 | 0 | 2.7549 | 0.0083529 | 0 | 1.0247 | 0 | 0 | 1031.7694 | 0 | 0 | 0 | 9347.5335 | 350 | 22 | Fall
2018-12-16 23:00 | 1916.1082 | 325.2051 | 360.2808 | 1433.5551 | 1149.9751 | 0 | 170.9531 | 339.4 | 280.3088 | 272.3578 | 1425.497 | 0 | 1.839 | 0.0081501 | 0 | 0.68405 | 0 | 0 | 1083.5802 | 0 | 0 | 0 | 8759.7525 | 350 | 23 | Fall
2018-12-17 | 2026.1195 | 336.0617 | 154.8872 | 1036.3302 | 995.3851 | 0 | 183.3 | 329.7917 | 267.4478 | 219.8295 | 1387.8625 | 0 | 0.91872 | 0.007366 | 0 | 0.34173 | 0 | 0 | 1065.0511 | 0 | 0 | 0 | 8003.3341 | 351 | 0 | Winter
2018-12-17 01:00 | 2120.9265 | 347.2432 | 95.1979 | 683.3964 | 922.9195 | 0 | 191.2149 | 299.3275 | 279.5629 | 204.5163 | 1506.0013 | 0 | 0.35628 | 0.0072436 | 0 | 0.13252 | 0 | 0 | 1032.6102 | 0 | 0 | 0 | 7683.4125 | 351 | 1 | Winter
2018-12-17 02:00 | 2208.7106 | 365.5304 | 85.4244 | 515.989 | 885.9236 | 0 | 177.4493 | 287.3181 | 269.2644 | 179.0139 | 1478.6727 | 0 | 0.29863 | 0.0071693 | 0 | 0.11108 | 0 | 0 | 967.579 | 0 | 0 | 0 | 7421.2923 | 351 | 2 | Winter
2018-12-17 03:00 | 2358.6276 | 380.5269 | 83.153 | 429.0823 | 870.5874 | 0 | 195.1812 | 293.3851 | 266.4136 | 168.4511 | 1445.5497 | 0 | 0.21508 | 0.0078161 | 0 | 0.080002 | 0 | 0 | 935.034 | 0 | 0 | 0 | 7426.2949 | 351 | 3 | Winter
2018-12-17 04:00 | 2467.7283 | 391.1783 | 83.153 | 408.5037 | 867.8051 | 0 | 221.7408 | 309.2436 | 267.6611 | 172.2067 | 1409.3309 | 0 | 0.040857 | 0.0077751 | 0 | 0.015197 | 0 | 0 | 927.3367 | 0 | 0 | 0 | 7525.9521 | 351 | 4 | Winter
2018-12-17 05:00 | 2601.3666 | 406.7591 | 83.5763 | 518.2038 | 892.9543 | 0 | 252.3924 | 332.9734 | 278.4037 | 205.3795 | 1411.4274 | 0 | 0.12844 | 0.0078829 | 0 | 0.047773 | 0 | 0 | 948.1894 | 0 | 0 | 0 | 7931.8101 | 351 | 5 | Winter
2018-12-17 06:00 | 2733.8426 | 417.4975 | 95.7496 | 835.6443 | 939.8835 | 0 | 336.5307 | 393.9484 | 308.5144 | 259.2196 | 1470.7989 | 0 | 0.27026 | 0.0072564 | 0 | 0.10053 | 0 | 0 | 938.6951 | 0 | 0 | 0 | 8730.7024 | 351 | 6 | Winter
2018-12-17 07:00 | 2833.6616 | 426.0239 | 192.0977 | 1283.7013 | 1049.7342 | 0 | 543.4853 | 482.1878 | 362.298 | 341.0569 | 1780.4513 | 0 | 0.48123 | 0.0074434 | 0 | 0.179 | 0 | 0 | 949.1192 | 0 | 0 | 0 | 10244.4849 | 351 | 7 | Winter
2018-12-17 08:00 | 2810.6104 | 427.4883 | 263.3474 | 1506.9436 | 1164.2477 | 0 | 523.6377 | 549.3529 | 335.7224 | 468.1433 | 2019.3027 | 0 | 0.85681 | 0.0060964 | 0 | 0.3187 | 0 | 0 | 892.5747 | 0 | 0 | 0 | 10962.5525 | 351 | 8 | Winter
2018-12-17 09:00 | 2593.0027 | 414.1008 | 266.3392 | 1467.3037 | 1212.6484 | 0 | 464.8728 | 590.1649 | 373.0294 | 712.3325 | 2261.935 | 0 | 1.504 | 0.0060971 | 0 | 0.55943 | 0 | 0 | 886.1065 | 0 | 0 | 0 | 11243.9053 | 351 | 9 | Winter
2018-12-17 10:00 | 2252.2 | 379.3842 | 262.1694 | 1492.5062 | 1241.5233 | 0 | 387.1557 | 631.2089 | 427.8536 | 817.2684 | 2474.5644 | 0 | 1.9913 | 0.0054128 | 0 | 0.7407 | 0 | 0 | 860.6742 | 0 | 0 | 0 | 11229.2458 | 351 | 10 | Winter
2018-12-17 11:00 | 1922.1749 | 342.5658 | 248.8087 | 1552.7611 | 1238.7967 | 0 | 321.5936 | 664.2093 | 455.0172 | 878.1758 | 2638.6234 | 0 | 2.6417 | 0.0060947 | 0 | 0.98261 | 0 | 0 | 904.3128 | 0 | 0 | 0 | 11170.6696 | 351 | 11 | Winter
2018-12-17 12:00 | 1707.105 | 314.9215 | 228.9769 | 1538.4673 | 1237.1105 | 0 | 271.8954 | 681.8166 | 462.3411 | 897.4828 | 2689.9497 | 0 | 3.2695 | 0.0061044 | 0 | 1.2161 | 0 | 0 | 888.6426 | 0 | 0 | 0 | 10923.2011 | 351 | 12 | Winter
2018-12-17 13:00 | 1541.4865 | 276.3441 | 217.4578 | 1431.8638 | 1242.4325 | 0 | 236.6663 | 687.0437 | 458.7746 | 886.2706 | 2668.8794 | 0 | 3.4824 | 0.0061804 | 0 | 1.2953 | 0 | 0 | 921.7085 | 0 | 0 | 0 | 10573.7116 | 351 | 13 | Winter
2018-12-17 14:00 | 1359.2569 | 250.4077 | 210.9207 | 1300.2463 | 1200.902 | 0 | 215.743 | 683.5975 | 445.1313 | 847.4568 | 2591.4688 | 0 | 3.6377 | 0.0062957 | 0 | 1.3531 | 0 | 0 | 930.3804 | 0 | 0 | 0 | 10040.5085 | 351 | 14 | Winter
2018-12-17 15:00 | 1298.4169 | 245.6918 | 218.6445 | 1254.4849 | 1185.8876 | 0 | 206.8643 | 661.0701 | 418.8248 | 803.7207 | 2459.3874 | 0 | 3.8816 | 0.0064651 | 0 | 1.4438 | 0 | 0 | 925.6291 | 0 | 0 | 0 | 9683.9542 | 351 | 15 | Winter
2018-12-17 16:00 | 1320.5315 | 252.5748 | 259.6996 | 1318.2089 | 1241.1448 | 0 | 217.1211 | 623.4022 | 385.6986 | 769.2996 | 2331.3537 | 0 | 4.55 | 0.0067994 | 0 | 1.6924 | 0 | 0 | 957.7539 | 0 | 0 | 0 | 9683.0378 | 351 | 16 | Winter
2018-12-17 17:00 | 1422.8165 | 263.9959 | 363.0211 | 1509.3787 | 1343.2925 | 0 | 240.8172 | 572.8078 | 414.6041 | 607.8122 | 2232.2851 | 0 | 4.309 | 0.0067255 | 0 | 1.6028 | 0 | 0 | 970.8106 | 0 | 0 | 0 | 9947.5601 | 351 | 17 | Winter
2018-12-17 18:00 | 1525.3112 | 291.3073 | 554.0328 | 1747.7435 | 1491.1578 | 0 | 259.2478 | 517.0524 | 483.206 | 586.892 | 2151.4078 | 0 | 5.1379 | 0.008173 | 0 | 1.9111 | 0 | 0 | 983.1083 | 0 | 0 | 0 | 10597.5239 | 351 | 18 | Winter
2018-12-17 19:00 | 1592.725 | 317.4331 | 732.815 | 1849.0755 | 1547.2957 | 0 | 271.4176 | 479.3646 | 456.7224 | 567.0678 | 1943.3843 | 0 | 5.1655 | 0.00824 | 0 | 1.9213 | 0 | 0 | 1005.8148 | 0 | 0 | 0 | 10770.2109 | 351 | 19 | Winter
2018-12-17 20:00 | 1665.6436 | 324.7066 | 771.1628 | 1796.1138 | 1514.9672 | 0 | 267.1358 | 432.694 | 434.12 | 526.662 | 1848.5741 | 0 | 4.3541 | 0.0088199 | 0 | 1.6196 | 0 | 0 | 1017.8684 | 0 | 0 | 0 | 10605.6308 | 351 | 20 | Winter
2018-12-17 21:00 | 1774.6137 | 338.6662 | 676.1535 | 1739.8269 | 1456.8343 | 0 | 260.6327 | 389.7702 | 416.4657 | 431.7384 | 1750.6585 | 0 | 3.5602 | 0.0085935 | 0 | 1.3243 | 0 | 0 | 1001.3514 | 0 | 0 | 0 | 10241.6044 | 351 | 21 | Winter
2018-12-17 22:00 | 1921.8903 | 358.0877 | 497.8566 | 1640.0317 | 1357.7953 | 0 | 176.4401 | 352.4701 | 384.8617 | 343.5498 | 1662.7357 | 0 | 2.73 | 0.0083365 | 0 | 1.0155 | 0 | 0 | 1022.7004 | 0 | 0 | 0 | 9722.1733 | 351 | 22 | Winter
2018-12-17 23:00 | 2081.3635 | 374 | 330.8424 | 1427.9001 | 1119.2764 | 0 | 187.2702 | 337.6862 | 331.3201 | 285.7335 | 1607.0486 | 0 | 1.8028 | 0.007472 | 0 | 0.67057 | 0 | 0 | 1062.2965 | 0 | 0 | 0 | 9147.2182 | 351 | 23 | Winter
2018-12-18 | 2169.0878 | 381.238 | 143.6504 | 1059.7933 | 971.4378 | 0 | 198.6859 | 326.6573 | 297.0778 | 244.3163 | 1570.8808 | 0 | 0.35185 | 0.0053164 | 0 | 0.13088 | 0 | 0 | 1377.9478 | 0 | 0 | 0 | 8741.2611 | 352 | 0 | Spring
2018-12-18 01:00 | 2237.2939 | 389.0958 | 91.7315 | 697.1323 | 907.7848 | 0 | 201.727 | 296.9534 | 279.5629 | 202.7018 | 1506.0013 | 0 | 0.22129 | 0.0053794 | 0 | 0.082311 | 0 | 0 | 1361.6195 | 0 | 0 | 0 | 8171.9132 | 352 | 1 | Spring
2018-12-18 02:00 | 2333.274 | 400.9194 | 84.6712 | 510.6717 | 879.0433 | 0 | 196.4425 | 286.8347 | 269.2644 | 178.3735 | 1478.6727 | 0 | 0.10254 | 0.0052975 | 0 | 0.03814 | 0 | 0 | 1363.1533 | 0 | 0 | 0 | 7981.4666 | 352 | 2 | Spring
2018-12-18 03:00 | 2481.184 | 414.7271 | 83.153 | 417.7336 | 867.1977 | 0 | 211.5131 | 293.0935 | 266.4136 | 169.343 | 1445.5497 | 0 | 0.13244 | 0.0054295 | 0 | 0.049263 | 0 | 0 | 1350.5533 | 0 | 0 | 0 | 8000.6488 | 352 | 3 | Spring
2018-12-18 04:00 | 2603.4921 | 429.2398 | 83.153 | 417.6566 | 866.4521 | 0 | 238.7622 | 309.0032 | 267.6611 | 171.919 | 1409.3309 | 0 | 0.072556 | 0.005497 | 0 | 0.026988 | 0 | 0 | 1385.9454 | 0 | 0 | 0 | 8182.7205 | 352 | 4 | Spring
2018-12-18 05:00 | 2730.6613 | 444.1792 | 83.5584 | 514.3056 | 892.9892 | 0 | 272.821 | 333.7979 | 278.4037 | 204.2643 | 1411.4274 | 0 | 0.30459 | 0.0057488 | 0 | 0.11329 | 0 | 0 | 1498.1745 | 0 | 0 | 0 | 8665.0062 | 352 | 5 | Spring
2018-12-18 06:00 | 2831.0377 | 454.8016 | 96.4391 | 823.6216 | 940.5745 | 0 | 348.2872 | 395.993 | 308.5144 | 260.6226 | 1470.7989 | 0 | 0.79245 | 0.0054685 | 0 | 0.29476 | 0 | 0 | 1506.2464 | 0 | 0 | 0 | 9438.0295 | 352 | 6 | Spring
2018-12-18 07:00 | 2953.3294 | 464.9397 | 196.6296 | 1259.5066 | 1053.1004 | 0 | 553.6924 | 482.1439 | 362.298 | 342.2254 | 1780.4513 | 0 | 1.5335 | 0.0053092 | 0 | 0.57041 | 0 | 0 | 1643.6976 | 0 | 0 | 0 | 11094.1235 | 352 | 7 | Spring
2018-12-18 08:00 | 3004.157 | 471.3494 | 265.7198 | 1483.1671 | 1167.8666 | 0 | 542.1789 | 546.5467 | 335.7486 | 468.4731 | 2019.3027 | 0 | 1.6561 | 0.0053872 | 0 | 0.61599 | 0 | 0 | 1705.0836 | 0 | 0 | 0 | 12011.871 | 352 | 8 | Spring
2018-12-18 09:00 | 2868.3757 | 457.27 | 268.3383 | 1445.6951 | 1210.2875 | 0 | 509.0454 | 586.1946 | 373.0294 | 713.1318 | 2261.935 | 0 | 1.5376 | 0.0054919 | 0 | 0.57194 | 0 | 0 | 1771.4206 | 0 | 0 | 0 | 12466.8383 | 352 | 9 | Spring
2018-12-18 10:00 | 2604.2477 | 427.5159 | 263.8484 | 1488.4054 | 1238.721 | 0 | 459.4777 | 625.8863 | 427.8536 | 817.9833 | 2474.5644 | 0 | 1.7276 | 0.005472 | 0 | 0.64258 | 0 | 0 | 1749.7132 | 0 | 0 | 0 | 12580.5925 | 352 | 10 | Spring
2018-12-18 11:00 | 2337.6424 | 387.0527 | 248.4381 | 1570.6921 | 1237.975 | 0 | 406.0355 | 660.5295 | 455.0172 | 880.8557 | 2638.6234 | 0 | 2.1494 | 0.0054627 | 0 | 0.79947 | 0 | 0 | 1792.9916 | 0 | 0 | 0 | 12618.8077 | 352 | 11 | Spring
2018-12-18 12:00 | 2149.3213 | 363.4416 | 229.4108 | 1565.9541 | 1236.8816 | 0 | 365.5925 | 674.3874 | 462.3411 | 897.4467 | 2689.9497 | 0 | 2.457 | 0.0055741 | 0 | 0.91391 | 0 | 0 | 1807.026 | 0 | 0 | 0 | 12445.1293 | 352 | 12 | Spring
2018-12-18 13:00 | 2025.4844 | 348.1842 | 220.6362 | 1504.1168 | 1245.2763 | 0 | 341.7842 | 673.1329 | 458.7746 | 888.29 | 2668.8794 | 0 | 2.5257 | 0.0055118 | 0 | 0.93947 | 0 | 0 | 1834.039 | 0 | 0 | 0 | 12212.0687 | 352 | 13 | Spring
2018-12-18 14:00 | 1840.7669 | 329.9264 | 213.7852 | 1334.9863 | 1204.5444 | 0 | 322.0951 | 665.291 | 445.1313 | 848.7525 | 2591.4688 | 0 | 2.9013 | 0.0055427 | 0 | 1.0792 | 0 | 0 | 1846.7118 | 0 | 0 | 0 | 11647.4458 | 352 | 14 | Spring
2018-12-18 15:00 | 1748.4677 | 315.1863 | 219.3577 | 1242.5154 | 1187.6775 | 0 | 300.0018 | 641.273 | 418.8248 | 803.6216 | 2459.3874 | 0 | 3.992 | 0.0056417 | 0 | 1.4849 | 0 | 0 | 1830.6267 | 0 | 0 | 0 | 11172.4224 | 352 | 15 | Spring
2018-12-18 16:00 | 1763.3185 | 318.0873 | 260.7097 | 1327.3067 | 1246.9034 | 0 | 299.3374 | 608.1068 | 385.6986 | 769.5083 | 2331.3537 | 0 | 5.5203 | 0.0059765 | 0 | 2.0533 | 0 | 0 | 1856.4495 | 0 | 0 | 0 | 11174.3594 | 352 | 16 | Spring
2018-12-18 17:00 | 1919.7623 | 332.4641 | 364.2563 | 1501.9794 | 1348.1779 | 0 | 319.6494 | 563.9486 | 414.5281 | 610.9199 | 2232.2851 | 0 | 6.7209 | 0.0058747 | 0 | 2.4999 | 0 | 0 | 1808.5964 | 0 | 0 | 0 | 11425.794 | 352 | 17 | Spring
2018-12-18 18:00 | 2043.9111 | 348.1428 | 553.1356 | 1744.1079 | 1492.0641 | 0 | 334.5035 | 512.999 | 483.206 | 584.8169 | 2151.4078 | 0 | 5.203 | 0.0058339 | 0 | 1.9353 | 0 | 0 | 1807.7767 | 0 | 0 | 0 | 12063.2156 | 352 | 18 | Spring
2018-12-18 19:00 | 2121.7307 | 360.4684 | 730.3276 | 1853.6815 | 1545.3275 | 0 | 348.658 | 478.0332 | 456.7224 | 567.0644 | 1943.3843 | 0 | 2.8482 | 0.0058922 | 0 | 1.0594 | 0 | 0 | 1831.0589 | 0 | 0 | 0 | 12240.3704 | 352 | 19 | Spring
2018-12-18 20:00 | 2216.8177 | 373.5171 | 770.9516 | 1826.5664 | 1512.2498 | 0 | 345.4005 | 435.5722 | 434.12 | 528.6018 | 1848.5741 | 0 | 2.1864 | 0.0058886 | 0 | 0.81327 | 0 | 0 | 1812.7184 | 0 | 0 | 0 | 12108.0952 | 352 | 20 | Spring
2018-12-18 21:00 | 2311.6982 | 384.3461 | 671.2646 | 1786.0266 | 1452.6236 | 0 | 324.9666 | 392.1902 | 416.4657 | 431.5229 | 1750.6585 | 0 | 1.6482 | 0.0057526 | 0 | 0.61305 | 0 | 0 | 1779.1146 | 0 | 0 | 0 | 11703.1445 | 352 | 21 | Spring
2018-12-18 22:00 | 2442.6324 | 398.7254 | 497.5121 | 1677.6942 | 1355.2432 | 0 | 220.076 | 354.4228 | 384.8617 | 343.6787 | 1662.7357 | 0 | 1.0516 | 0.0056623 | 0 | 0.39116 | 0 | 0 | 1685.2363 | 0 | 0 | 0 | 11024.2669 | 352 | 22 | Spring
2018-12-18 23:00 | 2590.5145 | 413.1356 | 332.7732 | 1430.5056 | 1120.3646 | 0 | 232.1314 | 340.1787 | 331.3201 | 285.6143 | 1607.0486 | 0 | 0.73359 | 0.0056274 | 0 | 0.27286 | 0 | 0 | 1613.4523 | 0 | 0 | 0 | 10298.0509 | 352 | 23 | Spring
2018-12-19 | 2708.6901 | 425.0853 | 143.0877 | 1040.7561 | 971.2933 | 0 | 248.0983 | 332.5664 | 297.0778 | 244.1569 | 1570.8808 | 0 | 0.40265 | 0.0062337 | 0 | 0.14977 | 0 | 0 | 1576.7565 | 0 | 0 | 0 | 9559.0079 | 353 | 0 | Winter Peak
2018-12-19 01:00 | 2797.1678 | 434.7479 | 92.2983 | 711.1163 | 909.5789 | 0 | 253.7651 | 304.5642 | 280.4149 | 202.7815 | 1504.9675 | 0 | 0.25367 | 0.0062244 | 0 | 0.094354 | 0 | 0 | 1558.8858 | 0 | 0 | 0 | 9050.6424 | 353 | 1 | Winter Peak
2018-12-19 02:00 | 2855.334 | 440.4505 | 84.7728 | 532.6641 | 879.2977 | 0 | 236.185 | 291.9768 | 269.5307 | 179.4949 | 1478.1194 | 0 | 0.11859 | 0.0062185 | 0 | 0.044111 | 0 | 0 | 1577.9838 | 0 | 0 | 0 | 8825.9788 | 353 | 2 | Winter Peak
2018-12-19 03:00 | 3004.2814 | 450.4573 | 83.153 | 433.0457 | 867.3982 | 0 | 248.7183 | 297.2545 | 266.5492 | 168.9654 | 1447.265 | 0 | 0.15385 | 0.0063762 | 0 | 0.057225 | 0 | 0 | 1571.8601 | 0 | 0 | 0 | 8839.1654 | 353 | 3 | Winter Peak
2018-12-19 04:00 | 3152.3706 | 462.6449 | 83.153 | 428.2899 | 866.4172 | 0 | 277.3261 | 313.1831 | 267.6032 | 173.0302 | 1413.0391 | 0 | 0.083962 | 0.0064911 | 0 | 0.03123 | 0 | 0 | 1604.9203 | 0 | 0 | 0 | 9042.0992 | 353 | 4 | Winter Peak
2018-12-19 05:00 | 3355.3336 | 479.171 | 83.5465 | 507.7812 | 891.7977 | 0 | 312.6866 | 336.4598 | 278.1847 | 204.8329 | 1415.1073 | 0 | 0.34881 | 0.0066828 | 0 | 0.12974 | 0 | 0 | 1711.7967 | 0 | 0 | 0 | 9577.1833 | 353 | 5 | Winter Peak
2018-12-19 06:00 | 3477.3792 | 492.1892 | 95.963 | 798.8236 | 939.3463 | 0 | 408.2857 | 399.3393 | 307.9248 | 261.0576 | 1475.7673 | 0 | 0.90378 | 0.0056959 | 0 | 0.33617 | 0 | 0 | 1716.2849 | 0 | 0 | 0 | 10373.6065 | 353 | 6 | Winter Peak
2018-12-19 07:00 | 3553.554 | 499.8038 | 191.8227 | 1241.348 | 1047.8112 | 0 | 632.9861 | 486.3925 | 360.6403 | 342.1669 | 1785.7752 | 0 | 1.6825 | 0.005484 | 0 | 0.62582 | 0 | 0 | 1801.7899 | 0 | 0 | 0 | 11946.4044 | 353 | 7 | Winter Peak
2018-12-19 08:00 | 3559.3637 | 499.3979 | 260.179 | 1408.406 | 1160.8342 | 0 | 615.8126 | 549.8284 | 332.4536 | 469.6711 | 2023.3511 | 0 | 1.7469 | 0.0054008 | 0 | 0.64977 | 0 | 0 | 1797.0519 | 0 | 0 | 0 | 12678.7514 | 353 | 8 | Winter Peak
2018-12-19 09:00 | 3351.8426 | 480.655 | 263.5884 | 1457.0811 | 1207.1525 | 0 | 571.8671 | 588.6907 | 369.4996 | 712.9046 | 2264.4618 | 0 | 1.5794 | 0.0054584 | 0 | 0.58748 | 0 | 0 | 1818.6726 | 0 | 0 | 0 | 13088.5884 | 353 | 9 | Winter Peak
2018-12-19 10:00 | 3077.6627 | 453.6141 | 260.7608 | 1497.3239 | 1238.5661 | 0 | 513.5007 | 625.8339 | 426.6044 | 819.0174 | 2475.1843 | 0 | 1.7577 | 0.0055169 | 0 | 0.65379 | 0 | 0 | 1779.8896 | 0 | 0 | 0 | 13170.3748 | 353 | 10 | Winter Peak
2018-12-19 11:00 | 2750.5478 | 417.0225 | 247.386 | 1552.2202 | 1237.0154 | 0 | 451.7864 | 657.5641 | 454.7504 | 881.2042 | 2637.8932 | 0 | 2.1501 | 0.0054751 | 0 | 0.79976 | 0 | 0 | 1793.579 | 0 | 0 | 0 | 13083.9244 | 353 | 11 | Winter Peak
2018-12-19 12:00 | 2463.0173 | 375.9362 | 227.7976 | 1527.0753 | 1234.7274 | 0 | 396.0859 | 672.4587 | 462.2977 | 897.6733 | 2687.0461 | 0 | 2.4217 | 0.0054868 | 0 | 0.90076 | 0 | 0 | 1780.7482 | 0 | 0 | 0 | 12728.1917 | 353 | 12 | Winter Peak
2018-12-19 13:00 | 2263.0041 | 350.8008 | 217.4506 | 1441.8474 | 1241.5735 | 0 | 354.0855 | 674.9926 | 458.7655 | 890.3261 | 2665.3095 | 0 | 2.4849 | 0.0054857 | 0 | 0.92427 | 0 | 0 | 1803.9401 | 0 | 0 | 0 | 12365.5102 | 353 | 13 | Winter Peak
2018-12-19 14:00 | 2040.945 | 327.5662 | 210.5274 | 1291.0286 | 1200.1402 | 0 | 326.2091 | 669.4577 | 445.1259 | 848.3233 | 2588.0229 | 0 | 2.8348 | 0.0055685 | 0 | 1.0544 | 0 | 0 | 1804.0781 | 0 | 0 | 0 | 11755.319 | 353 | 14 | Winter Peak
2018-12-19 15:00 | 1918.8376 | 313.5699 | 216.954 | 1252.3249 | 1184.5482 | 0 | 302.9149 | 648.4246 | 418.8259 | 805.8873 | 2455.1169 | 0 | 3.8721 | 0.00565 | 0 | 1.4403 | 0 | 0 | 1775.0495 | 0 | 0 | 0 | 11297.7717 | 353 | 15 | Winter Peak
2018-12-19 16:00 | 1893.9462 | 310.4872 | 257.1679 | 1294.1252 | 1238.9588 | 0 | 305.397 | 617.353 | 385.6988 | 770.3424 | 2324.7236 | 0 | 5.3415 | 0.0058906 | 0 | 1.9868 | 0 | 0 | 1795.828 | 0 | 0 | 0 | 11201.3622 | 353 | 16 | Winter Peak
2018-12-19 17:00 | 2071.4195 | 324.9378 | 361.0331 | 1457.1978 | 1343.8992 | 0 | 331.6808 | 570.7744 | 414.5288 | 612.0898 | 2227.1223 | 0 | 6.6461 | 0.0059287 | 0 | 2.4721 | 0 | 0 | 1787.7646 | 0 | 0 | 0 | 11511.5723 | 353 | 17 | Winter Peak
2018-12-19 18:00 | 2255.3172 | 346.9469 | 546.9793 | 1760.3989 | 1486.9464 | 0 | 354.5882 | 517.6329 | 483.1915 | 586.237 | 2146.2553 | 0 | 5.1492 | 0.0058613 | 0 | 1.9153 | 0 | 0 | 1788.2766 | 0 | 0 | 0 | 12279.8406 | 353 | 18 | Winter Peak
2018-12-19 19:00 | 2347.4122 | 358.5147 | 725.395 | 1890.1192 | 1540.6951 | 0 | 369.4314 | 481.3372 | 456.7091 | 566.8884 | 1940.5028 | 0 | 2.8381 | 0.0059222 | 0 | 1.0557 | 0 | 0 | 1823.918 | 0 | 0 | 0 | 12504.8228 | 353 | 19 | Winter Peak
2018-12-19 20:00 | 2467.0557 | 368.6899 | 771.1358 | 1786.0594 | 1510.0935 | 0 | 366.8333 | 437.3187 | 434.1447 | 530.1936 | 1848.2312 | 0 | 2.2058 | 0.0059466 | 0 | 0.82046 | 0 | 0 | 1827.8861 | 0 | 0 | 0 | 12350.674 | 353 | 20 | Winter Peak
2018-12-19 21:00 | 2567.204 | 379.4667 | 672.1978 | 1726.3605 | 1451.1483 | 0 | 351.9932 | 393.6263 | 417.1344 | 431.013 | 1751.6789 | 0 | 1.6714 | 0.0058991 | 0 | 0.62171 | 0 | 0 | 1803.6887 | 0 | 0 | 0 | 11947.8109 | 353 | 21 | Winter Peak
2018-12-19 22:00 | 2683.3983 | 400.5456 | 500.9657 | 1625.911 | 1357.1122 | 0 | 231.9385 | 353.138 | 387.699 | 345.4288 | 1664.9398 | 0 | 1.0753 | 0.0058664 | 0 | 0.39996 | 0 | 0 | 1722.8639 | 0 | 0 | 0 | 11275.4221 | 353 | 22 | Winter Peak
2018-12-19 23:00 | 2819.3086 | 414.5265 | 334.736 | 1409.1101 | 1118.3427 | 0 | 237.8592 | 335.5752 | 335.0447 | 284.0145 | 1608.5537 | 0 | 0.74607 | 0.0063747 | 0 | 0.27751 | 0 | 0 | 1640.8062 | 0 | 0 | 0 | 10538.9075 | 353 | 23 | Winter Peak
2018-12-20 | 2945.1789 | 426.9631 | 142.8315 | 1013.0104 | 968.5776 | 0 | 256.8362 | 327.8923 | 299.0849 | 244.6989 | 1571.5875 | 0 | 0.396 | 0.0064365 | 0 | 0.14729 | 0 | 0 | 1551.3979 | 0 | 0 | 0 | 9748.6091 | 354 | 0 | Spring
2018-12-20 01:00 | 3016.4026 | 434.7166 | 91.6632 | 701.3865 | 907.5318 | 0 | 263.2232 | 299.4323 | 280.017 | 203.5615 | 1499.5401 | 0 | 0.25093 | 0.0058543 | 0 | 0.093336 | 0 | 0 | 1538.6131 | 0 | 0 | 0 | 9236.4379 | 354 | 1 | Spring
2018-12-20 02:00 | 3047.6797 | 438.5084 | 84.6849 | 531.8511 | 878.6361 | 0 | 241.2191 | 287.1238 | 269.4249 | 178.7101 | 1473.6582 | 0 | 0.1163 | 0.0058261 | 0 | 0.043259 | 0 | 0 | 1542.8595 | 0 | 0 | 0 | 8974.5211 | 354 | 2 | Spring
2018-12-20 03:00 | 3169.9462 | 447.748 | 83.153 | 434.0691 | 867.1728 | 0 | 252.1609 | 292.5311 | 266.4829 | 169.5947 | 1441.8265 | 0 | 0.14976 | 0.0059244 | 0 | 0.055706 | 0 | 0 | 1526.3627 | 0 | 0 | 0 | 8951.2593 | 354 | 3 | Spring
2018-12-20 04:00 | 3268.94 | 456.8245 | 83.153 | 431.2334 | 866.2758 | 0 | 279.8144 | 307.6618 | 267.659 | 171.8937 | 1406.1974 | 0 | 0.081341 | 0.0059931 | 0 | 0.030255 | 0 | 0 | 1557.9082 | 0 | 0 | 0 | 9097.6788 | 354 | 4 | Spring
2018-12-20 05:00 | 3371.9749 | 468.2608 | 83.5428 | 532.3878 | 892.3466 | 0 | 306.7186 | 330.8987 | 278.3421 | 205.5333 | 1407.3925 | 0 | 0.33778 | 0.0061013 | 0 | 0.12564 | 0 | 0 | 1660.4913 | 0 | 0 | 0 | 9538.3589 | 354 | 5 | Spring
2018-12-20 06:00 | 3482.6609 | 480.3709 | 94.8986 | 818.1672 | 938.2149 | 0 | 395.4947 | 393.6701 | 308.3715 | 260.8031 | 1467.7547 | 0 | 0.87009 | 0.0057936 | 0 | 0.32364 | 0 | 0 | 1651.6821 | 0 | 0 | 0 | 10293.2883 | 354 | 6 | Spring
2018-12-20 07:00 | 3467.3295 | 479.0075 | 189.9446 | 1235.0872 | 1046.638 | 0 | 604.0419 | 480.7692 | 362.1024 | 342.2823 | 1778.674 | 0 | 1.6369 | 0.0055271 | 0 | 0.60887 | 0 | 0 | 1752.9777 | 0 | 0 | 0 | 11741.1056 | 354 | 7 | Spring
2018-12-20 08:00 | 3384.0546 | 469.8972 | 260.859 | 1445.4476 | 1162.2856 | 0 | 570.001 | 544.6113 | 335.5235 | 469.097 | 2016.6886 | 0 | 1.7259 | 0.0055537 | 0 | 0.64197 | 0 | 0 | 1776.1913 | 0 | 0 | 0 | 12437.0301 | 354 | 8 | Spring
2018-12-20 09:00 | 3209.6034 | 454.093 | 268.4045 | 1493.1156 | 1211.7414 | 0 | 528.9978 | 582.2002 | 372.73 | 715.347 | 2256.4833 | 0 | 1.5625 | 0.0056031 | 0 | 0.58118 | 0 | 0 | 1799.5361 | 0 | 0 | 0 | 12894.4017 | 354 | 9 | Spring
2018-12-20 10:00 | 2913.4653 | 422.5607 | 264.9313 | 1535.2595 | 1241.4884 | 0 | 462.8125 | 619.8496 | 427.6349 | 820.4791 | 2463.3942 | 0 | 1.7413 | 0.0048874 | 0 | 0.64768 | 0 | 0 | 1764.1134 | 0 | 0 | 0 | 12938.3827 | 354 | 10 | Spring
2018-12-20 11:00 | 2610.4251 | 392.7883 | 249.2467 | 1539.7297 | 1235.808 | 0 | 399.1882 | 649.3543 | 454.9038 | 882.158 | 2618.467 | 0 | 2.1393 | 0.0049017 | 0 | 0.79575 | 0 | 0 | 1785.1237 | 0 | 0 | 0 | 12820.1326 | 354 | 11 | Spring
2018-12-20 12:00 | 2387.7227 | 370.035 | 231.5829 | 1515.5087 | 1236.9193 | 0 | 347.3981 | 657.2886 | 462.3097 | 899.7044 | 2658.9508 | 0 | 2.4246 | 0.0049292 | 0 | 0.90184 | 0 | 0 | 1783.6316 | 0 | 0 | 0 | 12554.3831 | 354 | 12 | Spring
2018-12-20 13:00 | 2236.0884 | 352.6021 | 221.0416 | 1446.0091 | 1244.7015 | 0 | 310.8084 | 652.065 | 458.7695 | 891.7545 | 2631.5844 | 0 | 2.4921 | 0.0055647 | 0 | 0.92695 | 0 | 0 | 1809.6859 | 0 | 0 | 0 | 12258.5348 | 354 | 13 | Spring
2018-12-20 14:00 | 2045.2745 | 334.5794 | 212.5848 | 1337.4437 | 1203.4669 | 0 | 292.2806 | 642.7439 | 445.1295 | 850.9727 | 2553.3824 | 0 | 2.8672 | 0.0056968 | 0 | 1.0665 | 0 | 0 | 1825.1909 | 0 | 0 | 0 | 11746.9886 | 354 | 14 | Spring
2018-12-20 15:00 | 1995.0873 | 328.297 | 216.7394 | 1263.0369 | 1185.2647 | 0 | 283.5373 | 622.6548 | 418.8265 | 805.1323 | 2425.6575 | 0 | 3.9888 | 0.0058888 | 0 | 1.4837 | 0 | 0 | 1829.3423 | 0 | 0 | 0 | 11379.0545 | 354 | 15 | Spring
2018-12-20 16:00 | 1958.467 | 324.7884 | 259.0413 | 1324.9548 | 1240.3826 | 0 | 281.9745 | 597.9649 | 385.699 | 773.29 | 2306.359 | 0 | 5.4089 | 0.0058976 | 0 | 2.0119 | 0 | 0 | 1819.2339 | 0 | 0 | 0 | 11279.5823 | 354 | 16 | Spring
2018-12-20 17:00 | 2014.4294 | 328.5615 | 363.5312 | 1507.9431 | 1344.8467 | 0 | 290.927 | 562.5629 | 414.5282 | 611.8237 | 2219.7454 | 0 | 6.5038 | 0.0057977 | 0 | 2.4192 | 0 | 0 | 1750.3992 | 0 | 0 | 0 | 11418.2272 | 354 | 17 | Spring
2018-12-20 18:00 | 2124.5267 | 341.8545 | 552.3948 | 1768.8505 | 1492.6245 | 0 | 302.5393 | 514.7773 | 483.1924 | 587.1828 | 2148.7873 | 0 | 5.0003 | 0.0057886 | 0 | 1.8599 | 0 | 0 | 1737.3079 | 0 | 0 | 0 | 12060.904 | 354 | 18 | Spring
2018-12-20 19:00 | 2157.2561 | 347.5918 | 730.78 | 1884.7154 | 1546.3946 | 0 | 307.2335 | 478.5832 | 456.708 | 567.5334 | 1950.4086 | 0 | 2.7096 | 0.0057651 | 0 | 1.0079 | 0 | 0 | 1742.0642 | 0 | 0 | 0 | 12172.992 | 354 | 19 | Spring
2018-12-20 20:00 | 2167.4238 | 345.9757 | 773.528 | 1801.573 | 1513.0929 | 0 | 295.4957 | 432.7567 | 434.1247 | 531.2517 | 1862.8223 | 0 | 2.0781 | 0.0057895 | 0 | 0.77297 | 0 | 0 | 1723.0379 | 0 | 0 | 0 | 11883.9394 | 354 | 20 | Spring
2018-12-20 21:00 | 2235.437 | 352.2225 | 674.0676 | 1776.4108 | 1453.642 | 0 | 285.6586 | 389.6873 | 416.492 | 431.4611 | 1767.7062 | 0 | 1.5573 | 0.0056901 | 0 | 0.57926 | 0 | 0 | 1681.0408 | 0 | 0 | 0 | 11465.9681 | 354 | 21 | Spring
2018-12-20 22:00 | 2325.8497 | 361.4031 | 499.7952 | 1652.3674 | 1358.6218 | 0 | 178.3939 | 351.3421 | 384.9438 | 345.3013 | 1678.4158 | 0 | 0.98533 | 0.0055391 | 0 | 0.3665 | 0 | 0 | 1578.8789 | 0 | 0 | 0 | 10716.6704 | 354 | 22 | Spring
2018-12-20 23:00 | 2417.8206 | 369.0386 | 335.0938 | 1434.5251 | 1119.0804 | 0 | 179.9151 | 332.532 | 331.5038 | 285.368 | 1615.807 | 0 | 0.68032 | 0.0054285 | 0 | 0.25305 | 0 | 0 | 1496.0483 | 0 | 0 | 0 | 9917.6716 | 354 | 23 | Spring
2018-12-21 | 2487.7684 | 376.3093 | 143.9792 | 1055.5807 | 970.4885 | 0 | 193.0989 | 324.0431 | 297.3998 | 246.4683 | 1570.3319 | 0 | 0.36759 | 0.0054205 | 0 | 0.13673 | 0 | 0 | 1441.0713 | 0 | 0 | 0 | 9107.0493 | 355 | 0 | Spring
2018-12-21 01:00 | 2511.4662 | 379.6902 | 92.2511 | 721.3205 | 909.1665 | 0 | 195.9724 | 294.4673 | 279.5629 | 204.1812 | 1506.0013 | 0 | 0.23048 | 0.0053539 | 0 | 0.085729 | 0 | 0 | 1414.1212 | 0 | 0 | 0 | 8508.5223 | 355 | 1 | Spring
2018-12-21 02:00 | 2524.8742 | 380.0012 | 84.8678 | 513.887 | 880.1678 | 0 | 175.933 | 281.3728 | 269.2644 | 179.512 | 1478.6727 | 0 | 0.10601 | 0.005249 | 0 | 0.03943 | 0 | 0 | 1414.382 | 0 | 0 | 0 | 8183.0855 | 355 | 2 | Spring
2018-12-21 03:00 | 2666.7015 | 387.2099 | 83.153 | 431.2059 | 867.495 | 0 | 189.9317 | 285.5086 | 266.4136 | 169.5656 | 1445.5497 | 0 | 0.13747 | 0.0052915 | 0 | 0.051132 | 0 | 0 | 1407.309 | 0 | 0 | 0 | 8200.2372 | 355 | 3 | Spring
2018-12-21 04:00 | 2734.5852 | 391.5598 | 83.153 | 418.1027 | 866.365 | 0 | 207.9641 | 298.7657 | 267.6611 | 171.8517 | 1409.3309 | 0 | 0.075677 | 0.0054267 | 0 | 0.028149 | 0 | 0 | 1447.5372 | 0 | 0 | 0 | 8296.9856 | 355 | 4 | Spring
2018-12-21 05:00 | 2826.1377 | 400.7222 | 83.5323 | 505.616 | 891.7593 | 0 | 236.3451 | 324.4827 | 278.4037 | 205.8703 | 1411.4274 | 0 | 0.31443 | 0.0054632 | 0 | 0.11695 | 0 | 0 | 1545.3281 | 0 | 0 | 0 | 8710.0616 | 355 | 5 | Spring
2018-12-21 06:00 | 2909.1432 | 408.1234 | 95.3653 | 808.7252 | 938.0929 | 0 | 312.5239 | 386.7987 | 308.5144 | 261.5437 | 1470.7989 | 0 | 0.83442 | 0.0053969 | 0 | 0.31037 | 0 | 0 | 1584.353 | 0 | 0 | 0 | 9485.1328 | 355 | 6 | Spring
2018-12-21 07:00 | 2954.4072 | 411.172 | 190.3328 | 1268.5453 | 1047.1759 | 0 | 521.5638 | 477.028 | 362.298 | 341.526 | 1780.4513 | 0 | 1.5934 | 0.0053148 | 0 | 0.59268 | 0 | 0 | 1707.2144 | 0 | 0 | 0 | 11063.906 | 355 | 7 | Spring
2018-12-21 08:00 | 2922.8711 | 408.9047 | 262.2486 | 1427.9299 | 1161.6164 | 0 | 491.9943 | 546.9134 | 336.3717 | 471.2756 | 2019.3027 | 0 | 1.7148 | 0.0052979 | 0 | 0.63785 | 0 | 0 | 1765.2572 | 0 | 0 | 0 | 11817.0437 | 355 | 8 | Spring
2018-12-21 09:00 | 2776.4594 | 398.4812 | 267.2691 | 1437.5404 | 1211.1195 | 0 | 449.6926 | 589.6125 | 373.0294 | 715.9291 | 2261.935 | 0 | 1.6061 | 0.0055087 | 0 | 0.59739 | 0 | 0 | 1850.5772 | 0 | 0 | 0 | 12333.8545 | 355 | 9 | Spring
2018-12-21 10:00 | 2555.7411 | 380.6572 | 263.9699 | 1509.461 | 1240.721 | 0 | 392.3099 | 628.3629 | 427.8536 | 821.2105 | 2474.5644 | 0 | 1.8402 | 0.0056712 | 0 | 0.68447 | 0 | 0 | 1863.8984 | 0 | 0 | 0 | 12561.2802 | 355 | 10 | Spring
2018-12-21 11:00 | 2321.9367 | 359.9358 | 246.4103 | 1544.3268 | 1235.6147 | 0 | 340.7738 | 657.9469 | 455.0172 | 883.9488 | 2638.6234 | 0 | 2.3055 | 0.0058435 | 0 | 0.85753 | 0 | 0 | 1924.2559 | 0 | 0 | 0 | 12611.959 | 355 | 11 | Spring
2018-12-21 12:00 | 2130.9152 | 339.6509 | 227.8839 | 1495.2285 | 1235.7513 | 0 | 298.0916 | 667.0903 | 462.3411 | 901.522 | 2689.9497 | 0 | 2.6214 | 0.00593 | 0 | 0.97506 | 0 | 0 | 1928.3336 | 0 | 0 | 0 | 12380.3603 | 355 | 12 | Spring
2018-12-21 13:00 | 1995.3681 | 326.534 | 219.7086 | 1430.6561 | 1245.9549 | 0 | 270.6984 | 663.9986 | 458.7746 | 892.4008 | 2668.8794 | 0 | 2.6816 | 0.0058425 | 0 | 0.99746 | 0 | 0 | 1947.927 | 0 | 0 | 0 | 12124.5855 | 355 | 13 | Spring
2018-12-21 14:00 | 1792.1105 | 306.9382 | 211.2273 | 1276.7423 | 1203.9167 | 0 | 251.1261 | 656.494 | 445.1313 | 855.7306 | 2591.4688 | 0 | 3.0703 | 0.0059406 | 0 | 1.142 | 0 | 0 | 1955.0828 | 0 | 0 | 0 | 11550.1868 | 355 | 14 | Spring
2018-12-21 15:00 | 1700.9058 | 295.4809 | 217.3619 | 1235.4442 | 1187.2728 | 0 | 240.2462 | 636.587 | 418.8248 | 808.0591 | 2459.3874 | 0 | 4.2088 | 0.0060112 | 0 | 1.5655 | 0 | 0 | 1930.6223 | 0 | 0 | 0 | 11135.9727 | 355 | 15 | Spring
2018-12-21 16:00 | 1673.0327 | 291.8029 | 258.4816 | 1274.3895 | 1244.5929 | 0 | 244.263 | 608.6288 | 385.6986 | 777.1866 | 2331.3537 | 0 | 5.7346 | 0.0061447 | 0 | 2.1331 | 0 | 0 | 1929.5969 | 0 | 0 | 0 | 11026.9009 | 355 | 16 | Spring
2018-12-21 17:00 | 1758.1898 | 298.4066 | 361.9771 | 1466.2868 | 1346.9373 | 0 | 259.9697 | 567.1423 | 414.0454 | 613.0292 | 2232.2851 | 0 | 7.0602 | 0.006168 | 0 | 2.6261 | 0 | 0 | 1901.1481 | 0 | 0 | 0 | 11229.1096 | 355 | 17 | Spring
2018-12-21 18:00 | 1852.9713 | 306.4227 | 547.3269 | 1801.2901 | 1488.2223 | 0 | 271.325 | 515.6085 | 483.206 | 590.3354 | 2151.4078 | 0 | 5.4756 | 0.0061136 | 0 | 2.0367 | 0 | 0 | 1903.4563 | 0 | 0 | 0 | 11919.0908 | 355 | 18 | Spring
2018-12-21 19:00 | 1901.0893 | 310.1703 | 723.4148 | 1864.921 | 1542.8908 | 0 | 282.9326 | 477.7897 | 456.7224 | 572.2782 | 1943.3843 | 0 | 2.9697 | 0.0061254 | 0 | 1.1046 | 0 | 0 | 1910.4542 | 0 | 0 | 0 | 11990.128 | 355 | 19 | Spring
2018-12-21 20:00 | 1951.9477 | 314.1107 | 763.3335 | 1841.4513 | 1510.6805 | 0 | 280.9999 | 430.3969 | 434.12 | 534.4196 | 1848.5741 | 0 | 2.2854 | 0.006106 | 0 | 0.85008 | 0 | 0 | 1896.0668 | 0 | 0 | 0 | 11809.2427 | 355 | 20 | Spring
2018-12-21 21:00 | 2034.83 | 320.6548 | 671.4025 | 1791.4459 | 1454.3624 | 0 | 268.6483 | 385.3645 | 416.4657 | 436.1814 | 1750.6585 | 0 | 1.7393 | 0.0067569 | 0 | 0.64696 | 0 | 0 | 1877.4744 | 0 | 0 | 0 | 11409.8815 | 355 | 21 | Spring
2018-12-21 22:00 | 2122.5603 | 328.6236 | 499.8235 | 1711.2032 | 1359.9115 | 0 | 171.9078 | 347.2451 | 384.8617 | 349.802 | 1662.7357 | 0 | 1.1203 | 0.0059781 | 0 | 0.4167 | 0 | 0 | 1795.985 | 0 | 0 | 0 | 10736.2024 | 355 | 22 | Spring
2018-12-21 23:00 | 2204.1652 | 334.8919 | 336.6015 | 1458.6452 | 1122.3968 | 0 | 173.7097 | 328.4879 | 331.3201 | 288.0571 | 1607.0486 | 0 | 0.78165 | 0.0066787 | 0 | 0.29074 | 0 | 0 | 1719.5304 | 0 | 0 | 0 | 9905.9334 | 355 | 23 | Spring
2018-12-22 | 2290.5222 | 342.2638 | 142.4102 | 1057.5382 | 970.0751 | 0 | 184.4143 | 318.7265 | 297.0778 | 247.0143 | 1570.8808 | 0 | 0.37985 | 0.0058803 | 0 | 0.14129 | 0 | 0 | 1488.2398 | 0 | 0 | 0 | 8909.69 | 356 | 0 | Summer
2018-12-22 01:00 | 2379.7843 | 348.4557 | 91.8002 | 704.5106 | 907.7665 | 0 | 210.366 | 302.0994 | 262.7998 | 183.0158 | 1547.7876 | 0 | 0.23801 | 0.0058657 | 0 | 0.088532 | 0 | 0 | 1465.3945 | 0 | 0 | 0 | 8404.1129 | 356 | 1 | Summer
2018-12-22 02:00 | 2423.8614 | 353.0697 | 84.7327 | 501.4572 | 879.2241 | 0 | 182.2254 | 287.5158 | 255.9752 | 168.4309 | 1557.1641 | 0 | 0.11181 | 0.0058469 | 0 | 0.041588 | 0 | 0 | 1484.1391 | 0 | 0 | 0 | 8177.9547 | 356 | 2 | Summer
2018-12-22 03:00 | 2569.8481 | 367.075 | 82.6717 | 417.0163 | 867.5123 | 0 | 197.31 | 289.4884 | 250.1968 | 172.3347 | 1530.9542 | 0 | 0.14298 | 0.0059412 | 0 | 0.053184 | 0 | 0 | 1463.4109 | 0 | 0 | 0 | 8208.0204 | 356 | 3 | Summer
2018-12-22 04:00 | 2675.5846 | 377.2689 | 82.6717 | 412.6867 | 867.0391 | 0 | 217.3549 | 300.5113 | 248.3003 | 188.9975 | 1497.1429 | 0 | 0.076828 | 0.0059683 | 0 | 0.028577 | 0 | 0 | 1474.7503 | 0 | 0 | 0 | 8342.4195 | 356 | 4 | Summer
2018-12-22 05:00 | 2799.4788 | 389.9165 | 83.4181 | 415.1235 | 886.3001 | 0 | 249.9479 | 315.7177 | 250.4716 | 206.7488 | 1449.9068 | 0 | 0.3162 | 0.0061076 | 0 | 0.11761 | 0 | 0 | 1555.5758 | 0 | 0 | 0 | 8603.0455 | 356 | 5 | Summer
2018-12-22 06:00 | 2884.6666 | 397.2702 | 90.7229 | 516.605 | 914.5255 | 0 | 316.11 | 342.931 | 255.7728 | 240.6433 | 1396.508 | 0 | 0.80233 | 0.0052265 | 0 | 0.29843 | 0 | 0 | 1532.4823 | 0 | 0 | 0 | 8889.3436 | 356 | 6 | Summer
2018-12-22 07:00 | 2915.9866 | 398.606 | 134.631 | 770.6398 | 971.5235 | 0 | 494.7232 | 400.8301 | 271.7089 | 294.4046 | 1505.2127 | 0 | 1.5338 | 0.0050404 | 0 | 0.57052 | 0 | 0 | 1651.3239 | 0 | 0 | 0 | 9811.6998 | 356 | 7 | Summer
2018-12-22 08:00 | 2888.5231 | 396.6686 | 209.4816 | 1119.108 | 1085.9153 | 0 | 457.0161 | 428.25 | 199.1798 | 337.2639 | 1486.0485 | 0 | 1.6396 | 0.0050097 | 0 | 0.60986 | 0 | 0 | 1693.4484 | 0 | 0 | 0 | 10303.1578 | 356 | 8 | Summer
2018-12-22 09:00 | 2698.6663 | 383.0605 | 285.6762 | 1468.5081 | 1225.0485 | 0 | 417.8602 | 458.2253 | 189.3831 | 484.4319 | 1459.9881 | 0 | 1.4956 | 0.0050555 | 0 | 0.5563 | 0 | 0 | 1727.8226 | 0 | 0 | 0 | 10800.7279 | 356 | 9 | Summer
2018-12-22 10:00 | 2470.3321 | 366.235 | 328.2265 | 1683.7868 | 1307.1995 | 0 | 367.1894 | 503.8578 | 216.2907 | 541.6783 | 1471.5645 | 0 | 1.6515 | 0.0050362 | 0 | 0.61428 | 0 | 0 | 1676.8187 | 0 | 0 | 0 | 10935.4501 | 356 | 10 | Summer
2018-12-22 11:00 | 2233.3049 | 347.2539 | 319.6915 | 1680.6164 | 1317.5532 | 0 | 319.0862 | 538.0182 | 230.3457 | 584.5517 | 1533.5512 | 0 | 2.0361 | 0.0050729 | 0 | 0.75736 | 0 | 0 | 1701.6349 | 0 | 0 | 0 | 10808.4063 | 356 | 11 | Summer
2018-12-22 12:00 | 2011.6288 | 329.0845 | 295.4465 | 1761.6898 | 1317.9324 | 0 | 279.0096 | 559.2777 | 237.352 | 615.9458 | 1574.19 | 0 | 2.284 | 0.0050994 | 0 | 0.84957 | 0 | 0 | 1683.0107 | 0 | 0 | 0 | 10667.7066 | 356 | 12 | Summer
2018-12-22 13:00 | 1875.3083 | 305.0024 | 278.9394 | 1783.7151 | 1324.2762 | 0 | 250.5243 | 570.6985 | 239.1115 | 638.2571 | 1597.9018 | 0 | 2.3183 | 0.0050525 | 0 | 0.8623 | 0 | 0 | 1686.6699 | 0 | 0 | 0 | 10553.59 | 356 | 13 | Summer
2018-12-22 14:00 | 1664.8086 | 276.4642 | 270.3494 | 1626.1932 | 1282.5453 | 0 | 227.5455 | 572.6307 | 238.5164 | 654.6099 | 1609.9614 | 0 | 2.6325 | 0.0050727 | 0 | 0.97919 | 0 | 0 | 1678.6008 | 0 | 0 | 0 | 10105.8423 | 356 | 14 | Summer
2018-12-22 15:00 | 1556.156 | 268.49 | 281.0953 | 1542.687 | 1267.2412 | 0 | 222.6015 | 562.6835 | 234.9383 | 655.1646 | 1631.1355 | 0 | 3.6107 | 0.0052091 | 0 | 1.343 | 0 | 0 | 1658.8656 | 0 | 0 | 0 | 9886.0175 | 356 | 15 | Summer
2018-12-22 16:00 | 1538.0864 | 271.8294 | 322.2359 | 1544.2707 | 1323.4183 | 0 | 229.3285 | 546.6129 | 229.9111 | 644.3877 | 1678.883 | 0 | 4.976 | 0.0054112 | 0 | 1.8509 | 0 | 0 | 1676.9053 | 0 | 0 | 0 | 10012.7015 | 356 | 16 | Summer
2018-12-22 17:00 | 1600.4573 | 279.102 | 428.5439 | 1665.6715 | 1421.078 | 0 | 240.7212 | 524.3968 | 284.9239 | 536.5626 | 1741.6208 | 0 | 6.1032 | 0.0053766 | 0 | 2.2701 | 0 | 0 | 1646.2313 | 0 | 0 | 0 | 10377.688 | 356 | 17 | Summer
2018-12-22 18:00 | 1658.8257 | 286.4342 | 603.4012 | 1850.0692 | 1546.7789 | 0 | 259.0289 | 487.6677 | 386.0077 | 518.2629 | 1803.5482 | 0 | 4.7939 | 0.0053536 | 0 | 1.7831 | 0 | 0 | 1669.6558 | 0 | 0 | 0 | 11076.2628 | 356 | 18 | Summer
2018-12-22 19:00 | 1686.7319 | 301.129 | 763.4566 | 1936.5517 | 1579.5071 | 0 | 270.906 | 458.7123 | 385.2142 | 492.8266 | 1709.4431 | 0 | 2.6182 | 0.0062057 | 0 | 0.97387 | 0 | 0 | 1687.9728 | 0 | 0 | 0 | 11276.0496 | 356 | 19 | Summer
2018-12-22 20:00 | 1733.3393 | 307.5331 | 805.3369 | 1869.0073 | 1544.3845 | 0 | 277.9329 | 429.4751 | 385.5904 | 448.4519 | 1699.4077 | 0 | 2.0303 | 0.0062064 | 0 | 0.75521 | 0 | 0 | 1688.1936 | 0 | 0 | 0 | 11191.4446 | 356 | 20 | Summer
2018-12-22 21:00 | 1796.8145 | 311.2088 | 690.8809 | 1738.8883 | 1474.6359 | 0 | 275.2436 | 405.0349 | 382.351 | 395.2136 | 1680.8259 | 0 | 1.5699 | 0.0061737 | 0 | 0.58393 | 0 | 0 | 1697.4677 | 0 | 0 | 0 | 10850.7251 | 356 | 21 | Summer
2018-12-22 22:00 | 1887.3219 | 319.1999 | 512.8995 | 1659.6268 | 1379.3015 | 0 | 184.1647 | 362.9684 | 359.3392 | 339.2472 | 1637.0345 | 0 | 1.0243 | 0.0062125 | 0 | 0.38099 | 0 | 0 | 1642.6808 | 0 | 0 | 0 | 10285.1957 | 356 | 22 | Summer
2018-12-22 23:00 | 1988.4235 | 330.4418 | 362.4445 | 1414.7989 | 1154.5902 | 0 | 192.1318 | 340.6743 | 310.6487 | 272.4226 | 1581.5595 | 0 | 0.71279 | 0.0061057 | 0 | 0.26513 | 0 | 0 | 1569.4659 | 0 | 0 | 0 | 9518.5858 | 356 | 23 | Summer
2018-12-23 | 2076.2383 | 339.166 | 154.8741 | 1055.6361 | 996.9551 | 0 | 200.1794 | 321.1803 | 276.083 | 217.3179 | 1542.7824 | 0 | 0.97979 | 0.0068009 | 0 | 0.36444 | 0 | 0 | 1136.7952 | 0 | 0 | 0 | 8318.5588 | 357 | 0 | Summer
2018-12-23 01:00 | 2142.4204 | 344.6723 | 94.8994 | 722.8616 | 921.9122 | 0 | 183.6515 | 302.6686 | 254.282 | 185.7297 | 1415.5104 | 0 | 0.3845 | 0.0067796 | 0 | 0.14302 | 0 | 0 | 1116.5516 | 0 | 0 | 0 | 7685.6939 | 357 | 1 | Summer
2018-12-23 02:00 | 2188.458 | 350.6531 | 85.335 | 521.3371 | 885.7809 | 0 | 171.7436 | 295.7416 | 246.2238 | 171.418 | 1436.644 | 0 | 0.32385 | 0.0068703 | 0 | 0.12046 | 0 | 0 | 1052.0891 | 0 | 0 | 0 | 7405.8753 | 357 | 2 | Summer
2018-12-23 03:00 | 2299.7295 | 357.7586 | 82.6717 | 422.0153 | 870.1889 | 0 | 186.9178 | 294.9468 | 241.1178 | 176.4142 | 1430.7921 | 0 | 0.23315 | 0.0083113 | 0 | 0.086722 | 0 | 0 | 1014.8182 | 0 | 0 | 0 | 7377.6991 | 357 | 3 | Summer
2018-12-23 04:00 | 2367.427 | 364.8393 | 82.6717 | 413.244 | 867.7066 | 0 | 197.9422 | 298.1618 | 237.6324 | 194.1313 | 1387.7021 | 0 | 0.044961 | 0.0084427 | 0 | 0.016724 | 0 | 0 | 1018.4401 | 0 | 0 | 0 | 7429.9688 | 357 | 4 | Summer
2018-12-23 05:00 | 2468.2567 | 378.2517 | 83.3995 | 426.6219 | 885.6938 | 0 | 207.3386 | 304.2801 | 242.2733 | 214.0064 | 1354.8697 | 0 | 0.1382 | 0.0084705 | 0 | 0.051406 | 0 | 0 | 1025.2772 | 0 | 0 | 0 | 7590.467 | 357 | 5 | Summer
2018-12-23 06:00 | 2571.1269 | 391.176 | 90.3579 | 530.9703 | 913.8843 | 0 | 265.657 | 338.8365 | 251.3872 | 246.8744 | 1320.1457 | 0 | 0.28753 | 0.006806 | 0 | 0.10695 | 0 | 0 | 1003.7657 | 0 | 0 | 0 | 7924.5831 | 357 | 6 | Summer
2018-12-23 07:00 | 2685.9938 | 404.038 | 133.8717 | 746.5254 | 970.4948 | 0 | 451.4612 | 378.9526 | 264.4863 | 295.2127 | 1265.2003 | 0 | 0.50999 | 0.0068645 | 0 | 0.18969 | 0 | 0 | 1010.8629 | 0 | 0 | 0 | 8607.8061 | 357 | 7 | Summer
2018-12-23 08:00 | 2718.2201 | 410.3115 | 207.381 | 1077.6489 | 1083.4818 | 0 | 420.7657 | 391.9305 | 174.591 | 332.1545 | 1235.8067 | 0 | 0.90386 | 0.0060485 | 0 | 0.3362 | 0 | 0 | 944.6013 | 0 | 0 | 0 | 8998.1391 | 357 | 8 | Summer
2018-12-23 09:00 | 2576.8258 | 398.8167 | 284.5258 | 1442.7846 | 1223.159 | 0 | 398.4601 | 402.0896 | 137.9289 | 475.2292 | 1275.7444 | 0 | 1.5634 | 0.0059465 | 0 | 0.58153 | 0 | 0 | 923.4725 | 0 | 0 | 0 | 9541.1874 | 357 | 9 | Summer
2018-12-23 10:00 | 2386.0161 | 376.302 | 328.4322 | 1645.9781 | 1309.9041 | 0 | 360.4393 | 429.2784 | 158.1587 | 513.6042 | 1293.7131 | 0 | 2.0078 | 0.0058364 | 0 | 0.74683 | 0 | 0 | 869.5357 | 0 | 0 | 0 | 9674.1224 | 357 | 10 | Summer
2018-12-23 11:00 | 2232.4615 | 351.1554 | 319.1338 | 1708.1888 | 1317.2328 | 0 | 329.7325 | 448.2019 | 177.2739 | 545.0643 | 1309.5744 | 0 | 2.5811 | 0.0057473 | 0 | 0.96007 | 0 | 0 | 884.8915 | 0 | 0 | 0 | 9626.4577 | 357 | 11 | Summer
2018-12-23 12:00 | 2088.9751 | 334.3462 | 293.6897 | 1703.2003 | 1313.5136 | 0 | 300.904 | 461.3314 | 191.8208 | 572.0981 | 1337.8689 | 0 | 3.1067 | 0.0056942 | 0 | 1.1556 | 0 | 0 | 846.022 | 0 | 0 | 0 | 9448.038 | 357 | 12 | Summer
2018-12-23 13:00 | 1968.6344 | 320.2157 | 277.9632 | 1760.1242 | 1323.6492 | 0 | 279.4532 | 471.8877 | 200.512 | 594.1938 | 1390.8021 | 0 | 3.1987 | 0.0056404 | 0 | 1.1898 | 0 | 0 | 847.9963 | 0 | 0 | 0 | 9439.8256 | 357 | 13 | Summer
2018-12-23 14:00 | 1770.6564 | 298.3384 | 270.0371 | 1601.7876 | 1283.8018 | 0 | 259.2029 | 475.4647 | 204.1428 | 602.9312 | 1432.3599 | 0 | 3.27 | 0.0056546 | 0 | 1.2163 | 0 | 0 | 837.6838 | 0 | 0 | 0 | 9040.8986 | 357 | 14 | Summer
2018-12-23 15:00 | 1706.9114 | 293.092 | 283.0206 | 1501.367 | 1269.6883 | 0 | 257.9431 | 469.8055 | 202.0859 | 615.3869 | 1477.5118 | 0 | 3.4283 | 0.0057462 | 0 | 1.2752 | 0 | 0 | 818.9987 | 0 | 0 | 0 | 8900.5204 | 357 | 15 | Summer
2018-12-23 16:00 | 1671.9266 | 285.1295 | 326.9653 | 1532.5307 | 1326.9936 | 0 | 252.9253 | 454.8326 | 194.6806 | 611.9278 | 1516.5853 | 0 | 4.0338 | 0.0060195 | 0 | 1.5004 | 0 | 0 | 850.7168 | 0 | 0 | 0 | 9030.7543 | 357 | 16 | Summer
2018-12-23 17:00 | 1725.6543 | 284.5149 | 433.6664 | 1676.2764 | 1425.0246 | 0 | 258.6056 | 438.3904 | 244.4134 | 510.1959 | 1545.832 | 0 | 3.8729 | 0.0060342 | 0 | 1.4405 | 0 | 0 | 874.5709 | 0 | 0 | 0 | 9422.4642 | 357 | 17 | Summer
2018-12-23 18:00 | 1789.71 | 293.4554 | 605.3927 | 1867.7153 | 1546.4519 | 0 | 277.1766 | 415.9505 | 337.6425 | 499.2718 | 1571.18 | 0 | 4.7392 | 0.0060711 | 0 | 1.7628 | 0 | 0 | 908.1731 | 0 | 0 | 0 | 10118.628 | 357 | 18 | Summer
2018-12-23 19:00 | 1832.2316 | 304.8501 | 766.1254 | 1934.8385 | 1578.8742 | 0 | 289.684 | 403.809 | 327.082 | 477.1457 | 1583.9365 | 0 | 4.7238 | 0.006779 | 0 | 1.7571 | 0 | 0 | 921.9508 | 0 | 0 | 0 | 10427.0153 | 357 | 19 | Summer
2018-12-23 20:00 | 1867.3883 | 316.2633 | 803.3526 | 1881.5653 | 1542.5949 | 0 | 291.8283 | 389.6756 | 315.4817 | 437.4574 | 1561.8899 | 0 | 4.0241 | 0.0066483 | 0 | 1.4968 | 0 | 0 | 943.019 | 0 | 0 | 0 | 10356.0438 | 357 | 20 | Summer
2018-12-23 21:00 | 1947.1822 | 325.3501 | 697.8732 | 1758.1356 | 1477.9699 | 0 | 290.0509 | 373.787 | 303.6159 | 387.6466 | 1527.7768 | 0 | 3.3316 | 0.0066076 | 0 | 1.2392 | 0 | 0 | 939.655 | 0 | 0 | 0 | 10033.6207 | 357 | 21 | Summer
2018-12-23 22:00 | 2057.4787 | 337.9491 | 520.6426 | 1667.468 | 1384.5039 | 0 | 194.2909 | 347.3122 | 292.2346 | 338.9937 | 1478.6656 | 0 | 2.6199 | 0.0065888 | 0 | 0.97449 | 0 | 0 | 982.3436 | 0 | 0 | 0 | 9605.4839 | 357 | 22 | Summer
2018-12-23 23:00 | 2170.0649 | 351.4525 | 364.1589 | 1427.0674 | 1152.0557 | 0 | 213.6907 | 341.1457 | 280.3088 | 275.6759 | 1425.497 | 0 | 1.7427 | 0.006404 | 0 | 0.64822 | 0 | 0 | 1028.0863 | 0 | 0 | 0 | 9031.6012 | 357 | 23 | Summer
2018-12-24 | 2263.8181 | 359.6144 | 155.5467 | 1057.0176 | 997.0291 | 0 | 229.4393 | 332.3581 | 267.4478 | 221.5066 | 1387.8625 | 0 | 0.90662 | 0.0063775 | 0 | 0.33722 | 0 | 0 | 1052.5236 | 0 | 0 | 0 | 8325.4142 | 358 | 0 | Spring
2018-12-24 01:00 | 2354.0041 | 367.7524 | 95.3138 | 729.6591 | 924.1833 | 0 | 241.3043 | 300.9545 | 279.5629 | 205.6645 | 1506.0013 | 0 | 0.3526 | 0.0062583 | 0 | 0.13115 | 0 | 0 | 1024.5365 | 0 | 0 | 0 | 8029.4267 | 358 | 1 | Spring
2018-12-24 02:00 | 2413.3152 | 372.8203 | 85.3505 | 508.3546 | 886.2368 | 0 | 222.4529 | 286.7808 | 269.2644 | 178.6961 | 1478.6727 | 0 | 0.29566 | 0.0075598 | 0 | 0.10997 | 0 | 0 | 959.6032 | 0 | 0 | 0 | 7661.9607 | 358 | 2 | Spring
2018-12-24 03:00 | 2547.2846 | 383.4366 | 83.153 | 421.6721 | 870.5435 | 0 | 237.6296 | 290.854 | 266.4136 | 171.1637 | 1445.5497 | 0 | 0.21244 | 0.0075458 | 0 | 0.079021 | 0 | 0 | 924.7788 | 0 | 0 | 0 | 7642.7782 | 358 | 3 | Spring
2018-12-24 04:00 | 2646.0072 | 393.4304 | 83.153 | 424.0301 | 867.5054 | 0 | 259.6844 | 306.7372 | 267.6611 | 172.73 | 1409.3309 | 0 | 0.040968 | 0.0076928 | 0 | 0.015238 | 0 | 0 | 927.4639 | 0 | 0 | 0 | 7757.7974 | 358 | 4 | Spring
2018-12-24 05:00 | 2777.0484 | 406.1716 | 83.5489 | 523.864 | 892.8053 | 0 | 290.1425 | 330.5807 | 278.4037 | 204.7386 | 1411.4274 | 0 | 0.12848 | 0.0077619 | 0 | 0.047791 | 0 | 0 | 950.7202 | 0 | 0 | 0 | 8149.6354 | 358 | 5 | Spring
2018-12-24 06:00 | 2886.8172 | 419.113 | 95.856 | 819.7234 | 939.7152 | 0 | 368.1164 | 391.7747 | 308.5144 | 263.9914 | 1470.7989 | 0 | 0.2716 | 0.006429 | 0 | 0.10102 | 0 | 0 | 945.7341 | 0 | 0 | 0 | 8910.5337 | 358 | 6 | Spring
2018-12-24 07:00 | 2989.8114 | 427.7242 | 192.8028 | 1260.8044 | 1048.7266 | 0 | 570.0473 | 480.6745 | 362.298 | 343.8242 | 1780.4513 | 0 | 0.47637 | 0.0064771 | 0 | 0.17719 | 0 | 0 | 941.6819 | 0 | 0 | 0 | 10399.5065 | 358 | 7 | Spring
2018-12-24 08:00 | 3068.966 | 433.8912 | 262.248 | 1458.8071 | 1161.0903 | 0 | 561.7342 | 550.8138 | 336.5486 | 471.3382 | 2019.3027 | 0 | 0.83513 | 0.0056378 | 0 | 0.31063 | 0 | 0 | 871.7347 | 0 | 0 | 0 | 11197.6262 | 358 | 8 | Spring
2018-12-24 09:00 | 3038.0938 | 429.1234 | 268.5619 | 1467.9728 | 1210.313 | 0 | 537.5776 | 590.082 | 373.0294 | 718.8683 | 2261.935 | 0 | 1.4321 | 0.0055554 | 0 | 0.53268 | 0 | 0 | 845.2925 | 0 | 0 | 0 | 11742.8199 | 358 | 9 | Spring
2018-12-24 10:00 | 2907.5251 | 415.3588 | 262.6551 | 1502.9084 | 1238.3563 | 0 | 492.9355 | 626.9379 | 427.8536 | 825.3633 | 2474.5644 | 0 | 1.8356 | 0.0054336 | 0 | 0.68276 | 0 | 0 | 794.3276 | 0 | 0 | 0 | 11971.3098 | 358 | 10 | Spring
2018-12-24 11:00 | 2742.6123 | 397.7203 | 247.7603 | 1530.9951 | 1236.3901 | 0 | 445.6697 | 652.7189 | 455.0172 | 887.62 | 2638.6234 | 0 | 2.3798 | 0.0053823 | 0 | 0.88519 | 0 | 0 | 815.596 | 0 | 0 | 0 | 12053.9937 | 358 | 11 | Spring
2018-12-24 12:00 | 2600.7468 | 380.1662 | 228.5754 | 1551.3305 | 1234.9884 | 0 | 400.6119 | 661.854 | 462.3411 | 903.5672 | 2689.9497 | 0 | 2.8981 | 0.0053999 | 0 | 1.078 | 0 | 0 | 788.7662 | 0 | 0 | 0 | 11906.8788 | 358 | 12 | Spring
2018-12-24 13:00 | 2446.0169 | 354.3714 | 220.9968 | 1475.0564 | 1245.4008 | 0 | 355.2831 | 663.99 | 458.7746 | 898.4151 | 2668.8794 | 0 | 3.0141 | 0.0053754 | 0 | 1.1211 | 0 | 0 | 798.6797 | 0 | 0 | 0 | 11590.0047 | 358 | 13 | Spring
2018-12-24 14:00 | 2259.3704 | 329.0512 | 214.0458 | 1313.301 | 1204.3501 | 0 | 324.3943 | 661.3372 | 445.1313 | 855.0263 | 2591.4688 | 0 | 3.0991 | 0.005463 | 0 | 1.1527 | 0 | 0 | 793.5029 | 0 | 0 | 0 | 10995.2367 | 358 | 14 | Spring
2018-12-24 15:00 | 2158.1906 | 314.931 | 220.1077 | 1251.9469 | 1187.8334 | 0 | 304.7732 | 642.1869 | 418.8248 | 811.6395 | 2459.3874 | 0 | 3.259 | 0.0055054 | 0 | 1.2122 | 0 | 0 | 778.3476 | 0 | 0 | 0 | 10552.6457 | 358 | 15 | Spring
2018-12-24 16:00 | 2137.2513 | 311.2945 | 260.1755 | 1283.483 | 1243.4408 | 0 | 306.1179 | 614.7681 | 385.6986 | 778.4291 | 2331.3537 | 0 | 3.8499 | 0.0058747 | 0 | 1.432 | 0 | 0 | 811.965 | 0 | 0 | 0 | 10469.2652 | 358 | 16 | Spring
2018-12-24 17:00 | 2232.0883 | 320.8545 | 363.1595 | 1491.2575 | 1347.1831 | 0 | 321.8375 | 571.566 | 410.0294 | 614.3281 | 2232.2851 | 0 | 3.6957 | 0.0058332 | 0 | 1.3746 | 0 | 0 | 834.4882 | 0 | 0 | 0 | 10744.1534 | 358 | 17 | Spring
2018-12-24 18:00 | 2313.6465 | 334.241 | 544.6628 | 1776.8537 | 1486.1033 | 0 | 339.4183 | 516.0335 | 483.206 | 591.1436 | 2151.4078 | 0 | 4.4922 | 0.0058855 | 0 | 1.6709 | 0 | 0 | 861.2129 | 0 | 0 | 0 | 11404.0985 | 358 | 18 | Spring
2018-12-24 19:00 | 2401.824 | 350.3824 | 725.2936 | 1890.9017 | 1542.794 | 0 | 358.6336 | 480.0475 | 456.7224 | 569.8377 | 1943.3843 | 0 | 4.5148 | 0.0058657 | 0 | 1.6793 | 0 | 0 | 880.3641 | 0 | 0 | 0 | 11606.3854 | 358 | 19 | Spring
2018-12-24 20:00 | 2508.1342 | 359.6494 | 768.1495 | 1864.9724 | 1510.0192 | 0 | 354.6093 | 438.0518 | 434.12 | 532.8647 | 1848.5741 | 0 | 3.8192 | 0.0066418 | 0 | 1.4206 | 0 | 0 | 894.2271 | 0 | 0 | 0 | 11518.6183 | 358 | 20 | Spring
2018-12-24 21:00 | 2595.4075 | 366.5268 | 671.2509 | 1765.2569 | 1450.551 | 0 | 337.141 | 394.4794 | 416.4657 | 435.3851 | 1750.6585 | 0 | 3.127 | 0.0064251 | 0 | 1.1631 | 0 | 0 | 881.1096 | 0 | 0 | 0 | 11068.5289 | 358 | 21 | Spring
2018-12-24 22:00 | 2727.1315 | 379.1849 | 494.0537 | 1690.3741 | 1353.4965 | 0 | 223.4394 | 355.6937 | 384.8617 | 346.0644 | 1662.7357 | 0 | 2.4045 | 0.0062947 | 0 | 0.89439 | 0 | 0 | 902.5799 | 0 | 0 | 0 | 10522.9209 | 358 | 22 | Spring
2018-12-24 23:00 | 2871.4123 | 392.2599 | 328.7724 | 1431.9025 | 1116.8719 | 0 | 243.9935 | 341.5943 | 331.3201 | 286.8003 | 1607.0486 | 0 | 1.5815 | 0.0060939 | 0 | 0.58827 | 0 | 0 | 933.7694 | 0 | 0 | 0 | 9887.9213 | 358 | 23 | Spring
2018-12-25 | 2945.3544 | 402.2379 | 142.1953 | 1048.9488 | 969.6845 | 0 | 256.0251 | 331.584 | 297.0778 | 246.1987 | 1570.8808 | 0 | 0.33404 | 0.0053368 | 0 | 0.12425 | 0 | 0 | 1311.181 | 0 | 0 | 0 | 9521.832 | 359 | 0 | Winter Peak
2018-12-25 01:00 | 2982.592 | 406.8818 | 92.1288 | 711.1147 | 909.88 | 0 | 253.3442 | 300.0637 | 279.5629 | 204.2905 | 1506.0013 | 0 | 0.21127 | 0.0053105 | 0 | 0.078585 | 0 | 0 | 1300.1058 | 0 | 0 | 0 | 8946.2607 | 359 | 1 | Winter Peak
2018-12-25 02:00 | 3012.3092 | 410.3233 | 84.8184 | 492.0348 | 879.7582 | 0 | 231.3072 | 287.2638 | 269.2644 | 179.5581 | 1478.6727 | 0 | 0.098057 | 0.0053091 | 0 | 0.036473 | 0 | 0 | 1309.7654 | 0 | 0 | 0 | 8635.2151 | 359 | 2 | Winter Peak
2018-12-25 03:00 | 3144.0408 | 421.6855 | 83.153 | 422.6667 | 867.8096 | 0 | 245.8214 | 292.4694 | 266.4136 | 170.2855 | 1445.5497 | 0 | 0.12623 | 0.0053592 | 0 | 0.046951 | 0 | 0 | 1290.1098 | 0 | 0 | 0 | 8650.1836 | 359 | 3 | Winter Peak
2018-12-25 04:00 | 3235.9261 | 431.6438 | 83.153 | 418.1378 | 866.6799 | 0 | 273.1061 | 308.9128 | 267.6611 | 173.5102 | 1409.3309 | 0 | 0.067469 | 0.0053977 | 0 | 0.025096 | 0 | 0 | 1290.134 | 0 | 0 | 0 | 8758.2937 | 359 | 4 | Winter Peak
2018-12-25 05:00 | 3351.0325 | 440.9635 | 83.5389 | 495.5291 | 891.5305 | 0 | 303.8351 | 333.0905 | 278.4037 | 206.549 | 1411.4274 | 0 | 0.27084 | 0.0048253 | 0 | 0.10074 | 0 | 0 | 1336.3362 | 0 | 0 | 0 | 9132.6129 | 359 | 5 | Winter Peak
2018-12-25 06:00 | 3393.7427 | 444.8313 | 94.7848 | 812.4483 | 937.478 | 0 | 381.1464 | 394.0949 | 308.5144 | 262.2441 | 1470.7989 | 0 | 0.64454 | 0.0047419 | 0 | 0.23974 | 0 | 0 | 1239.3763 | 0 | 0 | 0 | 9740.3491 | 359 | 6 | Winter Peak
2018-12-25 07:00 | 3428.2821 | 449.0939 | 191.6624 | 1244.5574 | 1048.8144 | 0 | 595.5715 | 482.099 | 362.298 | 345.2342 | 1780.4513 | 0 | 1.2741 | 0.0047305 | 0 | 0.47392 | 0 | 0 | 1377.8618 | 0 | 0 | 0 | 11307.6788 | 359 | 7 | Winter Peak
2018-12-25 08:00 | 3447.358 | 453.0202 | 259.7649 | 1431.0597 | 1161.5874 | 0 | 581.2271 | 550.5004 | 341.3672 | 471.6938 | 2019.3027 | 0 | 1.4468 | 0.0047703 | 0 | 0.53816 | 0 | 0 | 1497.9364 | 0 | 0 | 0 | 12216.8075 | 359 | 8 | Winter Peak
2018-12-25 09:00 | 3386.541 | 448.0274 | 267.4363 | 1456.0822 | 1210.3528 | 0 | 562.695 | 591.3496 | 373.0294 | 719.6522 | 2261.935 | 0 | 1.3702 | 0.0048112 | 0 | 0.50967 | 0 | 0 | 1585.1326 | 0 | 0 | 0 | 12864.1181 | 359 | 9 | Winter Peak
2018-12-25 10:00 | 3216.4954 | 431.2561 | 261.8904 | 1514.9435 | 1238.4088 | 0 | 515.9092 | 627.1047 | 427.8536 | 827.4995 | 2474.5644 | 0 | 1.5463 | 0.0048227 | 0 | 0.57515 | 0 | 0 | 1570.675 | 0 | 0 | 0 | 13108.727 | 359 | 10 | Winter Peak
2018-12-25 11:00 | 2971.6989 | 405.1958 | 248.3471 | 1557.5204 | 1237.3704 | 0 | 456.6817 | 655.1562 | 455.0172 | 887.5993 | 2638.6234 | 0 | 1.9337 | 0.0048773 | 0 | 0.71925 | 0 | 0 | 1616.983 | 0 | 0 | 0 | 13132.8513 | 359 | 11 | Winter Peak
2018-12-25 12:00 | 2722.4778 | 384.2775 | 230.1201 | 1545.5755 | 1238.0649 | 0 | 401.4406 | 662.5863 | 462.3411 | 906.4655 | 2689.9497 | 0 | 2.161 | 0.0048851 | 0 | 0.8038 | 0 | 0 | 1592.691 | 0 | 0 | 0 | 12838.9597 | 359 | 12 | Winter Peak
2018-12-25 13:00 | 2540.8818 | 366.4361 | 220.3004 | 1446.0976 | 1246.2097 | 0 | 351.2917 | 656.5772 | 458.7746 | 896.9172 | 2668.8794 | 0 | 2.2148 | 0.0049319 | 0 | 0.82382 | 0 | 0 | 1611.3673 | 0 | 0 | 0 | 12466.7767 | 359 | 13 | Winter Peak
2018-12-25 14:00 | 2316.4435 | 342.9802 | 210.8908 | 1347.7498 | 1202.6155 | 0 | 317.631 | 648.5687 | 445.1313 | 857.4149 | 2591.4688 | 0 | 2.5324 | 0.0049728 | 0 | 0.94197 | 0 | 0 | 1615.3977 | 0 | 0 | 0 | 11899.7716 | 359 | 14 | Winter Peak
2018-12-25 15:00 | 2170.2855 | 329.3343 | 216.3537 | 1227.1597 | 1185.2609 | 0 | 291.7362 | 628.137 | 418.8248 | 811.4588 | 2459.3874 | 0 | 3.4696 | 0.0050408 | 0 | 1.2906 | 0 | 0 | 1594.3468 | 0 | 0 | 0 | 11337.0503 | 359 | 15 | Winter Peak
2018-12-25 16:00 | 2109.1928 | 325.7335 | 257.3182 | 1307.1956 | 1242.9617 | 0 | 289.7716 | 603.967 | 385.6986 | 778.429 | 2331.3537 | 0 | 4.6901 | 0.0051892 | 0 | 1.7445 | 0 | 0 | 1580.9705 | 0 | 0 | 0 | 11219.032 | 359 | 16 | Winter Peak
2018-12-25 17:00 | 2172.5302 | 333.7071 | 363.4229 | 1563.8757 | 1347.1077 | 0 | 301.7583 | 570.6483 | 410.0294 | 616.2007 | 2232.2851 | 0 | 5.619 | 0.0051034 | 0 | 2.09 | 0 | 0 | 1516.1627 | 0 | 0 | 0 | 11435.4423 | 359 | 17 | Winter Peak
2018-12-25 18:00 | 2200.4873 | 337.7216 | 548.4363 | 1789.5812 | 1491.7015 | 0 | 307.9632 | 520.8251 | 483.206 | 591.1001 | 2151.4078 | 0 | 4.3487 | 0.0051133 | 0 | 1.6175 | 0 | 0 | 1515.3114 | 0 | 0 | 0 | 11943.7129 | 359 | 18 | Winter Peak
2018-12-25 19:00 | 2247.7697 | 345.0391 | 727.6224 | 1832.5804 | 1544.9389 | 0 | 325.5901 | 485.017 | 456.7224 | 570.1927 | 1943.3843 | 0 | 2.3772 | 0.0051185 | 0 | 0.88421 | 0 | 0 | 1533.5683 | 0 | 0 | 0 | 12015.6917 | 359 | 19 | Winter Peak
2018-12-25 20:00 | 2291.9021 | 349.5943 | 768.0966 | 1824.9601 | 1510.4855 | 0 | 329.1856 | 441.2805 | 434.12 | 534.3811 | 1848.5741 | 0 | 1.8289 | 0.0051036 | 0 | 0.68028 | 0 | 0 | 1521.9604 | 0 | 0 | 0 | 11857.0547 | 359 | 20 | Winter Peak
2018-12-25 21:00 | 2382.1995 | 356.3769 | 670.5075 | 1780.6194 | 1450.9205 | 0 | 317.3464 | 396.9672 | 416.4657 | 435.4414 | 1750.6585 | 0 | 1.4382 | 0.005837 | 0 | 0.53497 | 0 | 0 | 1555.3092 | 0 | 0 | 0 | 11514.7912 | 359 | 21 | Winter Peak
2018-12-25 22:00 | 2497.8745 | 366.9694 | 493.7273 | 1661.1197 | 1352.5089 | 0 | 200.7477 | 357.3499 | 384.8617 | 346.6767 | 1662.7357 | 0 | 0.93453 | 0.0057086 | 0 | 0.34761 | 0 | 0 | 1499.5795 | 0 | 0 | 0 | 10825.4387 | 359 | 22 | Winter Peak
2018-12-25 23:00 | 2603.4126 | 375.6498 | 331.7579 | 1429.8375 | 1117.2691 | 0 | 216.5535 | 342.8026 | 331.3201 | 286.7487 | 1607.0486 | 0 | 0.64991 | 0.0055962 | 0 | 0.24174 | 0 | 0 | 1430.7918 | 0 | 0 | 0 | 10074.0895 | 359 | 23 | Winter Peak
2018-12-26 | 2689.3402 | 382.1639 | 142.806 | 1067.1129 | 968.8134 | 0 | 230.1401 | 331.6623 | 297.0778 | 247.0834 | 1570.8808 | 0 | 0.35589 | 0.0055575 | 0 | 0.13238 | 0 | 0 | 1396.9384 | 0 | 0 | 0 | 9324.5129 | 360 | 0 | Spring
2018-12-26 01:00 | 2751.6134 | 385.3019 | 91.6764 | 720.678 | 907.1464 | 0 | 233.8654 | 299.9239 | 280.4149 | 204.6012 | 1504.9675 | 0 | 0.22391 | 0.005563 | 0 | 0.083286 | 0 | 0 | 1378.8285 | 0 | 0 | 0 | 8759.3302 | 360 | 1 | Spring
2018-12-26 02:00 | 2771.4618 | 386.4706 | 84.6986 | 503.2018 | 878.5366 | 0 | 213.656 | 286.5833 | 269.5307 | 180.2969 | 1478.1194 | 0 | 0.10375 | 0.0055199 | 0 | 0.038592 | 0 | 0 | 1386.9239 | 0 | 0 | 0 | 8439.6275 | 360 | 2 | Spring
2018-12-26 03:00 | 2889.5964 | 393.5021 | 83.153 | 442.8283 | 867.0823 | 0 | 228.5633 | 291.0047 | 266.5492 | 169.9739 | 1447.265 | 0 | 0.13271 | 0.0055682 | 0 | 0.049362 | 0 | 0 | 1357.5618 | 0 | 0 | 0 | 8437.2677 | 360 | 3 | Spring
2018-12-26 04:00 | 2955.5179 | 399.8131 | 83.153 | 439.5182 | 866.3857 | 0 | 247.4829 | 306.2618 | 267.6032 | 172.842 | 1413.0391 | 0 | 0.070608 | 0.0056488 | 0 | 0.026263 | 0 | 0 | 1347.793 | 0 | 0 | 0 | 8499.5125 | 360 | 4 | Spring
2018-12-26 05:00 | 3051.8103 | 410.5924 | 83.5371 | 522.6488 | 892.3871 | 0 | 277.8209 | 330.4116 | 278.1847 | 206.7809 | 1415.1073 | 0 | 0.28377 | 0.0056916 | 0 | 0.10555 | 0 | 0 | 1396.35 | 0 | 0 | 0 | 8866.0259 | 360 | 5 | Spring
2018-12-26 06:00 | 3152.8134 | 420.7449 | 95.6513 | 805.2434 | 939.0639 | 0 | 358.8472 | 391.8703 | 307.9248 | 262.2491 | 1475.7673 | 0 | 0.75565 | 0.0051271 | 0 | 0.28107 | 0 | 0 | 1434.2336 | 0 | 0 | 0 | 9645.4509 | 360 | 6 | Spring
2018-12-26 07:00 | 3219.4868 | 426.1844 | 192.9449 | 1230.8169 | 1049.113 | 0 | 583.7503 | 479.9003 | 360.6403 | 345.1813 | 1785.7752 | 0 | 1.4548 | 0.0052226 | 0 | 0.54114 | 0 | 0 | 1558.7325 | 0 | 0 | 0 | 11234.5273 | 360 | 7 | Spring
2018-12-26 08:00 | 3257.3459 | 428.8277 | 262.5396 | 1450.5308 | 1162.0775 | 0 | 573.8583 | 547.9061 | 338.922 | 473.2608 | 2023.3511 | 0 | 1.5692 | 0.0051865 | 0 | 0.58367 | 0 | 0 | 1616.5503 | 0 | 0 | 0 | 12137.3284 | 360 | 8 | Spring
2018-12-26 09:00 | 3129.7884 | 418.5879 | 269.0694 | 1530.2625 | 1209.5004 | 0 | 535.6533 | 589.4843 | 369.4996 | 720.5426 | 2264.4618 | 0 | 1.4541 | 0.0051845 | 0 | 0.54088 | 0 | 0 | 1676.8313 | 0 | 0 | 0 | 12715.6816 | 360 | 9 | Spring
2018-12-26 10:00 | 2847.3341 | 394.7685 | 263.9234 | 1501.1732 | 1238.0611 | 0 | 462.0896 | 626.5031 | 426.6044 | 827.3957 | 2475.1843 | 0 | 1.6209 | 0.0050978 | 0 | 0.6029 | 0 | 0 | 1642.746 | 0 | 0 | 0 | 12708.0122 | 360 | 10 | Spring
2018-12-26 11:00 | 2467.8681 | 359.8724 | 248.5205 | 1568.5832 | 1236.3037 | 0 | 379.8357 | 655.6999 | 454.7504 | 888.7961 | 2637.8932 | 0 | 2.0088 | 0.005079 | 0 | 0.7472 | 0 | 0 | 1677.3226 | 0 | 0 | 0 | 12578.2069 | 360 | 11 | Spring
2018-12-26 12:00 | 2085.4406 | 322.6879 | 230.2219 | 1569.1753 | 1238.3946 | 0 | 289.533 | 671.3242 | 462.2977 | 907.9855 | 2687.0461 | 0 | 2.2405 | 0.0051197 | 0 | 0.83337 | 0 | 0 | 1649.7626 | 0 | 0 | 0 | 12116.9484 | 360 | 12 | Spring
2018-12-26 13:00 | 1759.882 | 280.332 | 219.7449 | 1475.2996 | 1246.9553 | 0 | 218.6354 | 675.4338 | 458.7655 | 900.1047 | 2665.3095 | 0 | 2.3076 | 0.0051544 | 0 | 0.85833 | 0 | 0 | 1676.8459 | 0 | 0 | 0 | 11580.4798 | 360 | 13 | Spring
2018-12-26 14:00 | 1475.4871 | 238.6704 | 211.2306 | 1290.9004 | 1203.9298 | 0 | 180.4281 | 671.3969 | 445.1259 | 857.5982 | 2588.0229 | 0 | 2.6102 | 0.005177 | 0 | 0.9709 | 0 | 0 | 1662.7129 | 0 | 0 | 0 | 10829.0895 | 360 | 14 | Spring
2018-12-26 15:00 | 1320.914 | 216.3157 | 218.3809 | 1238.967 | 1186.6844 | 0 | 156.5689 | 653.8861 | 418.8259 | 812.888 | 2455.1169 | 0 | 3.5628 | 0.0052104 | 0 | 1.3252 | 0 | 0 | 1635.2406 | 0 | 0 | 0 | 10318.6816 | 360 | 15 | Spring
2018-12-26 16:00 | 1263.2256 | 206.2636 | 259.9358 | 1310.2847 | 1242.6523 | 0 | 154.8025 | 625.0076 | 385.6988 | 779.3009 | 2324.7236 | 0 | 4.8209 | 0.0052972 | 0 | 1.7932 | 0 | 0 | 1623.2218 | 0 | 0 | 0 | 10181.7365 | 360 | 16 | Spring
2018-12-26 17:00 | 1351.5645 | 224.8873 | 365.1825 | 1507.7973 | 1346.7441 | 0 | 181.8797 | 574.1156 | 410.0302 | 618.1551 | 2227.1223 | 0 | 5.7902 | 0.0052238 | 0 | 2.1537 | 0 | 0 | 1560.47 | 0 | 0 | 0 | 10375.8978 | 360 | 17 | Spring
2018-12-26 18:00 | 1493.9079 | 258.2214 | 553.7661 | 1737.4954 | 1490.2428 | 0 | 212.0727 | 515.8894 | 483.1915 | 592.3528 | 2146.2553 | 0 | 4.5643 | 0.0052244 | 0 | 1.6977 | 0 | 0 | 1587.2968 | 0 | 0 | 0 | 11076.9592 | 360 | 18 | Spring
2018-12-26 19:00 | 1607.6043 | 270.7322 | 722.9084 | 1921.298 | 1537.789 | 0 | 235.7973 | 478.0294 | 456.7091 | 571.3507 | 1940.5028 | 0 | 2.5506 | 0.0060474 | 0 | 0.94872 | 0 | 0 | 1639.1569 | 0 | 0 | 0 | 11385.3834 | 360 | 19 | Spring
2018-12-26 20:00 | 1700.8484 | 283.1994 | 766.1775 | 1825.5547 | 1507.0816 | 0 | 239.8114 | 430.6143 | 434.1447 | 534.771 | 1848.2312 | 0 | 1.983 | 0.0061019 | 0 | 0.73761 | 0 | 0 | 1643.6355 | 0 | 0 | 0 | 11216.7965 | 360 | 20 | Spring
2018-12-26 21:00 | 1796.8506 | 296.5511 | 674.3863 | 1787.9165 | 1454.1778 | 0 | 233.3291 | 384.3614 | 417.1344 | 435.605 | 1751.6789 | 0 | 1.4854 | 0.005364 | 0 | 0.55249 | 0 | 0 | 1605.2931 | 0 | 0 | 0 | 10839.3275 | 360 | 21 | Spring
2018-12-26 22:00 | 1899.8583 | 308.3888 | 496.7702 | 1713.1717 | 1357.5651 | 0 | 134.0957 | 346.1602 | 387.699 | 347.5698 | 1664.9398 | 0 | 0.94914 | 0.0051929 | 0 | 0.35304 | 0 | 0 | 1522.4914 | 0 | 0 | 0 | 10180.0175 | 360 | 22 | Spring
2018-12-26 23:00 | 2016.0195 | 319.7268 | 335.6811 | 1452.5237 | 1120.5616 | 0 | 145.4269 | 328.5471 | 335.0447 | 287.7319 | 1608.5537 | 0 | 0.66175 | 0.0057073 | 0 | 0.24614 | 0 | 0 | 1457.5359 | 0 | 0 | 0 | 9408.2666 | 360 | 23 | Spring
2018-12-27 | 2147.5671 | 337.7445 | 143.8563 | 1077.3978 | 970.4401 | 0 | 165.0765 | 319.704 | 299.0849 | 247.5088 | 1571.5875 | 0 | 0.36102 | 0.0056708 | 0 | 0.13429 | 0 | 0 | 1419.4022 | 0 | 0 | 0 | 8699.8708 | 361 | 0 | Spring
2018-12-27 01:00 | 2250.6519 | 349.1617 | 91.942 | 699.3926 | 908.7434 | 0 | 175.1293 | 289.8919 | 280.017 | 204.1388 | 1499.5401 | 0 | 0.22847 | 0.0056696 | 0 | 0.084981 | 0 | 0 | 1408.3649 | 0 | 0 | 0 | 8157.2927 | 361 | 1 | Spring
2018-12-27 02:00 | 2331.9791 | 358.7615 | 84.7647 | 505.1088 | 879.3022 | 0 | 160.6658 | 278.7402 | 269.4249 | 179.7175 | 1473.6582 | 0 | 0.1063 | 0.0056556 | 0 | 0.039541 | 0 | 0 | 1427.3497 | 0 | 0 | 0 | 7949.6242 | 361 | 2 | Spring
2018-12-27 03:00 | 2463.9346 | 370.6352 | 83.153 | 411.7718 | 867.0868 | 0 | 173.7499 | 285.4271 | 266.4829 | 170.7011 | 1441.8265 | 0 | 0.1382 | 0.0056656 | 0 | 0.051405 | 0 | 0 | 1415.0941 | 0 | 0 | 0 | 7950.0581 | 361 | 3 | Spring
2018-12-27 04:00 | 2551.1049 | 380.819 | 83.153 | 409.1731 | 866.1731 | 0 | 192.9541 | 300.4689 | 267.659 | 172.7995 | 1406.1974 | 0 | 0.074588 | 0.0057115 | 0 | 0.027744 | 0 | 0 | 1432.4176 | 0 | 0 | 0 | 8063.0277 | 361 | 4 | Spring
2018-12-27 05:00 | 2654.254 | 389.9597 | 83.5295 | 507.8425 | 892.1268 | 0 | 218.1972 | 324.4338 | 278.3421 | 206.9748 | 1407.3925 | 0 | 0.30358 | 0.0058115 | 0 | 0.11292 | 0 | 0 | 1495.6162 | 0 | 0 | 0 | 8459.0914 | 361 | 5 | Spring
2018-12-27 06:00 | 2704.0905 | 392.4718 | 95.3098 | 803.165 | 939.0978 | 0 | 279.6251 | 386.2021 | 308.3715 | 262.4718 | 1467.7547 | 0 | 0.72073 | 0.0050509 | 0 | 0.26808 | 0 | 0 | 1388.1556 | 0 | 0 | 0 | 9027.7095 | 361 | 6 | Spring
2018-12-27 07:00 | 2736.7535 | 394.5059 | 191.3127 | 1247.9747 | 1047.4327 | 0 | 470.4418 | 475.0092 | 362.1024 | 346.6719 | 1778.674 | 0 | 1.4234 | 0.0050168 | 0 | 0.52945 | 0 | 0 | 1541.1892 | 0 | 0 | 0 | 10594.0258 | 361 | 7 | Spring
2018-12-27 08:00 | 2751.1589 | 396.3441 | 264.9085 | 1476.629 | 1163.7769 | 0 | 450.2695 | 544.4287 | 342.7844 | 473.697 | 2016.6886 | 0 | 1.6013 | 0.0050515 | 0 | 0.59561 | 0 | 0 | 1658.8999 | 0 | 0 | 0 | 11541.7874 | 361 | 8 | Spring
2018-12-27 09:00 | 2521.697 | 374.781 | 270.7474 | 1501.6935 | 1213.0781 | 0 | 397.3355 | 588.3324 | 372.73 | 722.2734 | 2256.4833 | 0 | 1.5018 | 0.0050347 | 0 | 0.55859 | 0 | 0 | 1738.3784 | 0 | 0 | 0 | 11959.5953 | 361 | 9 | Spring
2018-12-27 10:00 | 2175.9875 | 334.8584 | 268.8345 | 1535.5401 | 1243.8729 | 0 | 314.1111 | 633.4472 | 427.6349 | 828.8275 | 2463.3942 | 0 | 1.6953 | 0.0050259 | 0 | 0.63057 | 0 | 0 | 1723.1062 | 0 | 0 | 0 | 11951.9454 | 361 | 10 | Spring
2018-12-27 11:00 | 1830.6895 | 280.6323 | 252.016 | 1543.7367 | 1241.8587 | 0 | 240.57 | 674.6779 | 454.9038 | 890.3723 | 2618.467 | 0 | 2.1124 | 0.005005 | 0 | 0.78571 | 0 | 0 | 1767.4676 | 0 | 0 | 0 | 11798.2948 | 361 | 11 | Spring
2018-12-27 12:00 | 1569.1644 | 239.8257 | 232.3546 | 1548.9196 | 1241.729 | 0 | 180.2557 | 696.3616 | 462.3097 | 909.6171 | 2658.9508 | 0 | 2.3715 | 0.0049928 | 0 | 0.88211 | 0 | 0 | 1748.9823 | 0 | 0 | 0 | 11491.7293 | 361 | 12 | Spring
2018-12-27 13:00 | 1395.5058 | 218.726 | 220.8067 | 1505.5776 | 1248.7556 | 0 | 144.1429 | 699.8416 | 458.7695 | 901.2219 | 2631.5844 | 0 | 2.4455 | 0.0049885 | 0 | 0.90962 | 0 | 0 | 1780.2046 | 0 | 0 | 0 | 11208.4966 | 361 | 13 | Spring
2018-12-27 14:00 | 1223.4918 | 204.8674 | 211.9534 | 1364.9429 | 1205.6412 | 0 | 130.3885 | 698.2738 | 445.1295 | 858.9046 | 2553.3824 | 0 | 2.7851 | 0.0050916 | 0 | 1.0359 | 0 | 0 | 1776.9469 | 0 | 0 | 0 | 10677.7485 | 361 | 14 | Spring
2018-12-27 15:00 | 1157.2691 | 201.658 | 217.5393 | 1270.6106 | 1187.3125 | 0 | 124.6898 | 674.2429 | 418.8265 | 815.5122 | 2425.6575 | 0 | 3.8017 | 0.0050915 | 0 | 1.4141 | 0 | 0 | 1747.6979 | 0 | 0 | 0 | 10246.2372 | 361 | 15 | Spring
2018-12-27 16:00 | 1146.2502 | 200.9518 | 260.0583 | 1363.4821 | 1243.4035 | 0 | 127.0079 | 637.5965 | 385.699 | 778.8233 | 2306.359 | 0 | 5.1546 | 0.0052762 | 0 | 1.9173 | 0 | 0 | 1738.4164 | 0 | 0 | 0 | 10195.1251 | 361 | 16 | Spring
2018-12-27 17:00 | 1210.9739 | 204.1685 | 367.4541 | 1535.7974 | 1349.5133 | 0 | 147.6499 | 585.9713 | 409.6888 | 618.1657 | 2219.7454 | 0 | 6.2089 | 0.0052521 | 0 | 2.3094 | 0 | 0 | 1676.2546 | 0 | 0 | 0 | 10333.9064 | 361 | 17 | Spring
2018-12-27 18:00 | 1276.0296 | 215.637 | 548.6423 | 1758.3539 | 1487.7186 | 0 | 166.5562 | 523.1139 | 483.1924 | 593.4154 | 2148.7873 | 0 | 4.8131 | 0.0059674 | 0 | 1.7903 | 0 | 0 | 1678.1576 | 0 | 0 | 0 | 10886.2135 | 361 | 18 | Spring
2018-12-27 19:00 | 1341.3145 | 227.3686 | 723.2686 | 1808.4797 | 1537.004 | 0 | 186.3378 | 482.2656 | 456.708 | 572.5443 | 1950.4086 | 0 | 2.5961 | 0.0059177 | 0 | 0.96564 | 0 | 0 | 1675.6161 | 0 | 0 | 0 | 10964.8833 | 361 | 19 | Spring
2018-12-27 20:00 | 1418.5649 | 234.31 | 763.5884 | 1855.3537 | 1507.6662 | 0 | 196.8095 | 434.339 | 434.1247 | 536.3599 | 1862.8223 | 0 | 1.9838 | 0.0058831 | 0 | 0.7379 | 0 | 0 | 1651.569 | 0 | 0 | 0 | 10898.2353 | 361 | 20 | Spring
2018-12-27 21:00 | 1521.4535 | 247.789 | 673.1907 | 1734.104 | 1452.7118 | 0 | 196.4838 | 386.9788 | 416.492 | 437.4821 | 1767.7062 | 0 | 1.5201 | 0.0058034 | 0 | 0.56541 | 0 | 0 | 1644.9202 | 0 | 0 | 0 | 10481.4035 | 361 | 21 | Spring
2018-12-27 22:00 | 1647.6922 | 272.2902 | 497.6115 | 1677.3657 | 1354.5733 | 0 | 117.4365 | 346.8091 | 384.9438 | 348.9933 | 1678.4158 | 0 | 0.98612 | 0.0057283 | 0 | 0.3668 | 0 | 0 | 1582.6539 | 0 | 0 | 0 | 9910.1439 | 361 | 22 | Spring
2018-12-27 23:00 | 1757.4962 | 282.2821 | 333.2173 | 1488.9585 | 1117.8802 | 0 | 130.3898 | 327.1274 | 331.5038 | 287.4573 | 1615.807 | 0 | 0.68417 | 0.0056354 | 0 | 0.25448 | 0 | 0 | 1506.8174 | 0 | 0 | 0 | 9179.8813 | 361 | 23 | Spring
2018-12-28 | 1867.4798 | 293.6631 | 143.802 | 1073.9917 | 970.4491 | 0 | 142.699 | 314.4405 | 297.3998 | 246.6164 | 1570.3319 | 0 | 0.362 | 0.0055399 | 0 | 0.13465 | 0 | 0 | 1421.8592 | 0 | 0 | 0 | 8343.2347 | 362 | 0 | Spring
2018-12-28 01:00 | 1951.8028 | 310.0449 | 92.1117 | 701.6474 | 908.9238 | 0 | 152.7723 | 281.894 | 279.5629 | 207.479 | 1506.0013 | 0 | 0.22826 | 0.0055867 | 0 | 0.084902 | 0 | 0 | 1406.3502 | 0 | 0 | 0 | 7798.909 | 362 | 1 | Spring
2018-12-28 02:00 | 2032.485 | 319.6098 | 84.6923 | 522.8179 | 878.6365 | 0 | 138.4825 | 268.8569 | 269.2644 | 178.9197 | 1478.6727 | 0 | 0.10671 | 0.0055668 | 0 | 0.039692 | 0 | 0 | 1418.4225 | 0 | 0 | 0 | 7591.0123 | 362 | 2 | Spring
2018-12-28 03:00 | 2192.6107 | 330.0889 | 83.153 | 438.1273 | 867.085 | 0 | 157.2061 | 274.1088 | 266.4136 | 170.9455 | 1445.5497 | 0 | 0.13731 | 0.00564 | 0 | 0.051075 | 0 | 0 | 1403.5834 | 0 | 0 | 0 | 7629.066 | 362 | 3 | Spring
2018-12-28 04:00 | 2306.3055 | 343.4301 | 83.153 | 420.6585 | 866.2986 | 0 | 178.4367 | 289.7004 | 267.6611 | 173.9974 | 1409.3309 | 0 | 0.073999 | 0.0056663 | 0 | 0.027524 | 0 | 0 | 1416.9272 | 0 | 0 | 0 | 7756.0064 | 362 | 4 | Spring
2018-12-28 05:00 | 2442.8092 | 359.5143 | 83.5262 | 530.1809 | 892.1033 | 0 | 206.2262 | 315.8827 | 278.4037 | 206.4983 | 1411.4274 | 0 | 0.30267 | 0.0058305 | 0 | 0.11258 | 0 | 0 | 1490.6337 | 0 | 0 | 0 | 8217.6269 | 362 | 5 | Spring
2018-12-28 06:00 | 2548.6837 | 373.2393 | 95.2663 | 822.3211 | 938.561 | 0 | 282.8083 | 380.5073 | 308.5144 | 263.5194 | 1470.7989 | 0 | 0.72699 | 0.0050683 | 0 | 0.27041 | 0 | 0 | 1397.4242 | 0 | 0 | 0 | 8882.6462 | 362 | 6 | Spring
2018-12-28 07:00 | 2629.9699 | 384.1439 | 188.7431 | 1217.5666 | 1046.3234 | 0 | 489.6095 | 474.406 | 362.298 | 346.4875 | 1780.4513 | 0 | 1.43 | 0.0049978 | 0 | 0.53191 | 0 | 0 | 1546.4005 | 0 | 0 | 0 | 10468.3667 | 362 | 7 | Spring
2018-12-28 08:00 | 2669.9834 | 390.6133 | 259.5461 | 1451.3012 | 1158.0217 | 0 | 472.88 | 548.3629 | 343.4958 | 473.9539 | 2019.3027 | 0 | 1.5902 | 0.0050318 | 0 | 0.59149 | 0 | 0 | 1645.8372 | 0 | 0 | 0 | 11435.485 | 362 | 8 | Spring
2018-12-28 09:00 | 2523.8915 | 381.9002 | 266.5432 | 1471.3874 | 1208.9518 | 0 | 433.1907 | 591.0522 | 373.0294 | 722.1844 | 2261.935 | 0 | 1.4748 | 0.0049309 | 0 | 0.54855 | 0 | 0 | 1705.9098 | 0 | 0 | 0 | 11942.0036 | 362 | 9 | Spring
2018-12-28 10:00 | 2275.1883 | 358.5151 | 264.2429 | 1534.3327 | 1239.7798 | 0 | 357.6872 | 629.2939 | 427.8536 | 833.0373 | 2474.5644 | 0 | 1.6571 | 0.0049189 | 0 | 0.61636 | 0 | 0 | 1683.7015 | 0 | 0 | 0 | 12080.4751 | 362 | 10 | Spring
2018-12-28 11:00 | 2041.2177 | 333.2178 | 249.0767 | 1581.8254 | 1237.6988 | 0 | 299.1588 | 657.3849 | 455.0172 | 889.2741 | 2638.6234 | 0 | 2.0483 | 0.004853 | 0 | 0.76187 | 0 | 0 | 1713.1136 | 0 | 0 | 0 | 12098.4234 | 362 | 11 | Spring
2018-12-28 12:00 | 1846.5115 | 312.345 | 229.4926 | 1523.6948 | 1234.8601 | 0 | 254.0036 | 666.6081 | 462.3411 | 911.453 | 2689.9497 | 0 | 2.2958 | 0.0048366 | 0 | 0.85394 | 0 | 0 | 1692.49 | 0 | 0 | 0 | 11826.904 | 362 | 12 | Spring
2018-12-28 13:00 | 1710.8304 | 290.4083 | 219.7037 | 1424.2219 | 1243.4028 | 0 | 223.6755 | 663.0296 | 458.7746 | 900.2924 | 2668.8794 | 0 | 2.3503 | 0.0048311 | 0 | 0.87423 | 0 | 0 | 1710.324 | 0 | 0 | 0 | 11516.7719 | 362 | 13 | Spring
2018-12-28 14:00 | 1561.0296 | 268.1238 | 212.9602 | 1346.3582 | 1201.0534 | 0 | 208.2589 | 654.5399 | 445.1313 | 862.9068 | 2591.4688 | 0 | 2.7018 | 0.0048514 | 0 | 1.005 | 0 | 0 | 1723.2133 | 0 | 0 | 0 | 11078.7558 | 362 | 14 | Spring
2018-12-28 15:00 | 1467.8182 | 247.062 | 218.7267 | 1254.3263 | 1186.1621 | 0 | 194.6925 | 635.0296 | 418.8248 | 817.6151 | 2459.3874 | 0 | 3.7393 | 0.004964 | 0 | 1.3909 | 0 | 0 | 1718.2475 | 0 | 0 | 0 | 10623.0272 | 362 | 15 | Spring
2018-12-28 16:00 | 1464.8105 | 269.6358 | 259.4154 | 1287.7306 | 1244.3665 | 0 | 204.2238 | 606.3725 | 385.6986 | 782.3574 | 2331.3537 | 0 | 5.0985 | 0.0051653 | 0 | 1.8964 | 0 | 0 | 1718.8458 | 0 | 0 | 0 | 10561.8108 | 362 | 16 | Spring
2018-12-28 17:00 | 1583.7019 | 291.8256 | 360.0078 | 1514.0243 | 1344.2867 | 0 | 232.4933 | 567.7432 | 409.6887 | 618.896 | 2232.2851 | 0 | 6.1818 | 0.0051871 | 0 | 2.2994 | 0 | 0 | 1668.022 | 0 | 0 | 0 | 10831.4609 | 362 | 17 | Spring
2018-12-28 18:00 | 1702.1792 | 309.7061 | 548.5201 | 1787.1763 | 1487.8299 | 0 | 253.3375 | 518.8411 | 483.206 | 595.5227 | 2151.4078 | 0 | 4.8172 | 0.0059013 | 0 | 1.7918 | 0 | 0 | 1678.4708 | 0 | 0 | 0 | 11522.8126 | 362 | 18 | Spring
2018-12-28 19:00 | 1762.1661 | 321.11 | 725.4093 | 1903.7685 | 1542.2541 | 0 | 264.7208 | 481.5689 | 456.7224 | 576.8515 | 1943.3843 | 0 | 2.6021 | 0.0059257 | 0 | 0.96788 | 0 | 0 | 1678.2616 | 0 | 0 | 0 | 11659.7933 | 362 | 19 | Spring
2018-12-28 20:00 | 1799.6893 | 325.9197 | 763.8028 | 1842.6757 | 1509.3593 | 0 | 259.7786 | 434.9897 | 434.12 | 538.3454 | 1848.5741 | 0 | 1.9934 | 0.0058684 | 0 | 0.74146 | 0 | 0 | 1658.3999 | 0 | 0 | 0 | 11418.3954 | 362 | 20 | Spring
2018-12-28 21:00 | 1891.6007 | 337.347 | 671.2796 | 1806.5576 | 1452.1898 | 0 | 248.9642 | 390.4075 | 416.4657 | 439.5328 | 1750.6585 | 0 | 1.5218 | 0.0057232 | 0 | 0.56604 | 0 | 0 | 1646.0894 | 0 | 0 | 0 | 11053.1864 | 362 | 21 | Spring
2018-12-28 22:00 | 1981.6253 | 347.4309 | 497.3701 | 1732.2331 | 1357.872 | 0 | 156.7251 | 350.6223 | 384.8617 | 351.6345 | 1662.7357 | 0 | 0.98318 | 0.0056819 | 0 | 0.3657 | 0 | 0 | 1577.0964 | 0 | 0 | 0 | 10401.5618 | 362 | 22 | Spring
2018-12-28 23:00 | 2090.5378 | 359.04 | 334.9681 | 1486.901 | 1121.002 | 0 | 165.0982 | 334.4224 | 331.3201 | 290.645 | 1607.0486 | 0 | 0.68084 | 0.0056296 | 0 | 0.25324 | 0 | 0 | 1499.2406 | 0 | 0 | 0 | 9621.1636 | 362 | 23 | Spring
2018-12-29 | 2196.6646 | 370.9542 | 143.6626 | 1061.1213 | 970.5141 | 0 | 182.5082 | 325.8808 | 297.0778 | 248.6897 | 1570.8808 | 0 | 0.36697 | 0.005612 | 0 | 0.1365 | 0 | 0 | 1440.8845 | 0 | 0 | 0 | 8809.3477 | 363 | 0 | Summer
2018-12-29 01:00 | 2277.1611 | 379.9107 | 91.9413 | 723.9412 | 908.1962 | 0 | 216.8604 | 306.7499 | 262.7998 | 184.8942 | 1547.7876 | 0 | 0.22997 | 0.0055713 | 0 | 0.085538 | 0 | 0 | 1415.6999 | 0 | 0 | 0 | 8316.2634 | 363 | 1 | Summer
2018-12-29 02:00 | 2334.292 | 386.0081 | 84.699 | 518.2503 | 878.9738 | 0 | 193.4815 | 295.6499 | 255.9752 | 170.0971 | 1557.1641 | 0 | 0.10667 | 0.0054714 | 0 | 0.039677 | 0 | 0 | 1419.4373 | 0 | 0 | 0 | 8094.1802 | 363 | 2 | Summer
2018-12-29 03:00 | 2471.942 | 396.2109 | 82.6717 | 424.4681 | 867.2848 | 0 | 201.2019 | 295.9386 | 250.1968 | 172.5711 | 1530.9542 | 0 | 0.13782 | 0.0055544 | 0 | 0.051263 | 0 | 0 | 1406.4709 | 0 | 0 | 0 | 8100.1056 | 363 | 3 | Summer
2018-12-29 04:00 | 2575.6084 | 407.0864 | 82.6717 | 419.4685 | 866.6813 | 0 | 220.7652 | 306.0486 | 248.3003 | 190.9928 | 1497.1429 | 0 | 0.074135 | 0.0056365 | 0 | 0.027575 | 0 | 0 | 1421.4436 | 0 | 0 | 0 | 8236.317 | 363 | 4 | Summer
2018-12-29 05:00 | 2741.1413 | 424.8818 | 83.3977 | 425.8535 | 886.745 | 0 | 258.8091 | 321.7749 | 250.4716 | 209.1415 | 1449.9068 | 0 | 0.30103 | 0.0057575 | 0 | 0.11197 | 0 | 0 | 1482.8811 | 0 | 0 | 0 | 8535.4231 | 363 | 5 | Summer
2018-12-29 06:00 | 2820.4673 | 433.3323 | 90.3907 | 520.6939 | 913.7844 | 0 | 320.1201 | 348.3789 | 255.7728 | 239.6916 | 1396.508 | 0 | 0.71072 | 0.0049074 | 0 | 0.26436 | 0 | 0 | 1366.3486 | 0 | 0 | 0 | 8706.4685 | 363 | 6 | Summer
2018-12-29 07:00 | 2885.5616 | 439.3602 | 132.2108 | 752.756 | 969.7885 | 0 | 501.3466 | 403.0621 | 271.7089 | 297.7026 | 1505.2127 | 0 | 1.4018 | 0.004844 | 0 | 0.5214 | 0 | 0 | 1515.0391 | 0 | 0 | 0 | 9675.6772 | 363 | 7 | Summer
2018-12-29 08:00 | 2906.5879 | 440.6378 | 206.5022 | 1113.3687 | 1084.3701 | 0 | 470.3408 | 431.6592 | 207.14 | 339.6339 | 1486.0485 | 0 | 1.5818 | 0.0049196 | 0 | 0.58835 | 0 | 0 | 1636.3599 | 0 | 0 | 0 | 10324.8241 | 363 | 8 | Summer
2018-12-29 09:00 | 2780.2615 | 427.2078 | 283.1053 | 1536.5767 | 1224.8815 | 0 | 436.0402 | 460.7875 | 189.3831 | 488.8554 | 1459.9881 | 0 | 1.4757 | 0.0049339 | 0 | 0.54888 | 0 | 0 | 1706.0874 | 0 | 0 | 0 | 10995.204 | 363 | 9 | Summer
2018-12-29 10:00 | 2578.9739 | 405.4732 | 325.3343 | 1747.5675 | 1307.9303 | 0 | 390.6133 | 499.8822 | 216.2907 | 548.4631 | 1471.5645 | 0 | 1.6657 | 0.0048959 | 0 | 0.61959 | 0 | 0 | 1691.8953 | 0 | 0 | 0 | 11186.2784 | 363 | 10 | Summer
2018-12-29 11:00 | 2341.9534 | 376.706 | 320.174 | 1747.3993 | 1318.3386 | 0 | 338.7333 | 532.0192 | 230.3457 | 588.6679 | 1533.5512 | 0 | 2.0842 | 0.0048705 | 0 | 0.77523 | 0 | 0 | 1742.536 | 0 | 0 | 0 | 11073.289 | 363 | 11 | Summer
2018-12-29 12:00 | 2153.828 | 354.652 | 295.7737 | 1751.109 | 1317.2296 | 0 | 300.1809 | 553.6485 | 237.352 | 622.2865 | 1574.19 | 0 | 2.3626 | 0.0049326 | 0 | 0.8788 | 0 | 0 | 1741.2425 | 0 | 0 | 0 | 10904.7391 | 363 | 12 | Summer
2018-12-29 13:00 | 2015.6969 | 336.1479 | 280.4475 | 1787.9722 | 1326.5539 | 0 | 269.1142 | 562.5124 | 239.1115 | 643.9852 | 1597.9018 | 0 | 2.4465 | 0.0049976 | 0 | 0.90999 | 0 | 0 | 1779.7006 | 0 | 0 | 0 | 10842.5056 | 363 | 13 | Summer
2018-12-29 14:00 | 1798.9168 | 310.4643 | 273.809 | 1641.8554 | 1288.1729 | 0 | 241.8077 | 562.2008 | 238.5164 | 659.1396 | 1609.9614 | 0 | 2.7878 | 0.0049606 | 0 | 1.0369 | 0 | 0 | 1777.9707 | 0 | 0 | 0 | 10406.6445 | 363 | 14 | Summer
2018-12-29 15:00 | 1665.7062 | 294.738 | 282.725 | 1557.7906 | 1271.2123 | 0 | 227.0394 | 553.0814 | 234.9383 | 663.6985 | 1631.1355 | 0 | 3.8217 | 0.005052 | 0 | 1.4215 | 0 | 0 | 1755.7756 | 0 | 0 | 0 | 10143.0891 | 363 | 15 | Summer
2018-12-29 16:00 | 1613.6424 | 289.3248 | 324.0965 | 1550.027 | 1326.2203 | 0 | 224.4062 | 539.305 | 229.9111 | 647.2944 | 1678.883 | 0 | 5.1727 | 0.005232 | 0 | 1.924 | 0 | 0 | 1743.1771 | 0 | 0 | 0 | 10173.3898 | 363 | 16 | Summer
2018-12-29 17:00 | 1691.2199 | 298.2929 | 432.5556 | 1668.8973 | 1424.6039 | 0 | 247.087 | 520.3936 | 281.2692 | 540.9177 | 1741.6208 | 0 | 6.2139 | 0.0059258 | 0 | 2.3113 | 0 | 0 | 1675.9163 | 0 | 0 | 0 | 10531.3054 | 363 | 17 | Summer
2018-12-29 18:00 | 1812.3284 | 314.0169 | 607.8797 | 1858.7277 | 1548.9449 | 0 | 280.1927 | 485.0148 | 386.0077 | 521.6008 | 1803.5482 | 0 | 4.7986 | 0.005854 | 0 | 1.7849 | 0 | 0 | 1671.1674 | 0 | 0 | 0 | 11296.0184 | 363 | 18 | Summer
2018-12-29 19:00 | 1887.0582 | 327.2482 | 770.3374 | 1950.9301 | 1584.9429 | 0 | 300.0972 | 456.2323 | 385.2142 | 496.6852 | 1709.4431 | 0 | 2.587 | 0.0058312 | 0 | 0.96225 | 0 | 0 | 1668.0241 | 0 | 0 | 0 | 11539.7679 | 363 | 19 | Summer
2018-12-29 20:00 | 1921.5777 | 329.6731 | 806.4264 | 1889.5219 | 1545.1228 | 0 | 306.5013 | 428.4291 | 385.5904 | 453.5892 | 1699.4077 | 0 | 1.9865 | 0.0057807 | 0 | 0.73891 | 0 | 0 | 1652.105 | 0 | 0 | 0 | 11420.6758 | 363 | 20 | Summer
2018-12-29 21:00 | 1997.5634 | 333.7757 | 694.7605 | 1788.7911 | 1478.2496 | 0 | 307.1224 | 405.125 | 382.351 | 397.6953 | 1680.8259 | 0 | 1.5285 | 0.0057065 | 0 | 0.56854 | 0 | 0 | 1652.7634 | 0 | 0 | 0 | 11121.1261 | 363 | 21 | Summer
2018-12-29 22:00 | 2100.32 | 345.7874 | 517.1927 | 1724.7345 | 1381.594 | 0 | 201.837 | 363.4748 | 359.3392 | 342.2007 | 1637.0345 | 0 | 0.99447 | 0.0056259 | 0 | 0.3699 | 0 | 0 | 1594.9873 | 0 | 0 | 0 | 10569.8721 | 363 | 22 | Summer
2018-12-29 23:00 | 2229.6922 | 361.9118 | 362.6211 | 1449.4644 | 1152.1619 | 0 | 218.8243 | 342.2931 | 310.6487 | 274.7988 | 1581.5595 | 0 | 0.68898 | 0.0055264 | 0 | 0.25627 | 0 | 0 | 1517.3577 | 0 | 0 | 0 | 9802.2841 | 363 | 23 | Summer
2018-12-30 | 2308.0044 | 369.067 | 154.5768 | 1088.3485 | 994.4998 | 0 | 228.194 | 323.3248 | 276.083 | 216.8221 | 1542.7824 | 0 | 0.9102 | 0.0075524 | 0 | 0.33856 | 0 | 0 | 1056.5173 | 0 | 0 | 0 | 8559.4763 | 364 | 0 | Summer
2018-12-30 01:00 | 2363.8112 | 372.2972 | 95.3186 | 714.8362 | 922.1269 | 0 | 214.6193 | 307.9931 | 254.282 | 186.8978 | 1415.5104 | 0 | 0.35767 | 0.0062336 | 0 | 0.13304 | 0 | 0 | 1038.8677 | 0 | 0 | 0 | 7887.0572 | 364 | 1 | Summer
2018-12-30 02:00 | 2411.2892 | 377.2079 | 85.471 | 521.7882 | 886.2548 | 0 | 197.9004 | 299.8936 | 246.2238 | 173.9153 | 1436.644 | 0 | 0.29806 | 0.0074721 | 0 | 0.11087 | 0 | 0 | 969.0097 | 0 | 0 | 0 | 7606.0144 | 364 | 2 | Summer
2018-12-30 03:00 | 2509.1973 | 384.4223 | 82.6717 | 422.6487 | 870.2307 | 0 | 212.0681 | 300.3977 | 241.1178 | 177.7134 | 1430.7921 | 0 | 0.21402 | 0.0074668 | 0 | 0.079606 | 0 | 0 | 933.4504 | 0 | 0 | 0 | 7565.0111 | 364 | 3 | Summer
2018-12-30 04:00 | 2586.5936 | 390.366 | 82.6717 | 411.2351 | 867.5849 | 0 | 223.2801 | 303.1914 | 237.6324 | 195.2669 | 1387.7021 | 0 | 0.040701 | 0.0074994 | 0 | 0.015139 | 0 | 0 | 931.7359 | 0 | 0 | 0 | 7617.3234 | 364 | 4 | Summer
2018-12-30 05:00 | 2746.1394 | 408.3673 | 83.4016 | 435.3857 | 886.027 | 0 | 240.4157 | 308.1842 | 242.2733 | 214.222 | 1354.8697 | 0 | 0.12664 | 0.0075883 | 0 | 0.047105 | 0 | 0 | 938.9721 | 0 | 0 | 0 | 7858.4392 | 364 | 5 | Summer
2018-12-30 06:00 | 2889.8285 | 426.4142 | 90.3362 | 530.4162 | 913.7871 | 0 | 314.6398 | 344.89 | 251.3872 | 250.1695 | 1320.1457 | 0 | 0.26441 | 0.006204 | 0 | 0.098349 | 0 | 0 | 924.2285 | 0 | 0 | 0 | 8256.6121 | 364 | 6 | Summer
2018-12-30 07:00 | 2990.1672 | 436.8916 | 132.6905 | 765.6353 | 971.2148 | 0 | 505.3402 | 384.2906 | 264.4863 | 297.7222 | 1265.2003 | 0 | 0.47236 | 0.0063509 | 0 | 0.1757 | 0 | 0 | 939.1215 | 0 | 0 | 0 | 8953.415 | 364 | 7 | Summer
2018-12-30 08:00 | 2987.1026 | 438.1517 | 208.3241 | 1151.0342 | 1085.9751 | 0 | 472.2315 | 397.3258 | 182.5512 | 335.8262 | 1235.8067 | 0 | 0.86459 | 0.0057641 | 0 | 0.32159 | 0 | 0 | 906.6027 | 0 | 0 | 0 | 9402.1239 | 364 | 8 | Summer
2018-12-30 09:00 | 2752.7991 | 417.1885 | 285.5622 | 1536.4279 | 1230.0227 | 0 | 425.6264 | 405.1232 | 137.9289 | 477.2039 | 1275.7444 | 0 | 1.5611 | 0.0058464 | 0 | 0.58066 | 0 | 0 | 924.8124 | 0 | 0 | 0 | 9870.5872 | 364 | 9 | Summer
2018-12-30 10:00 | 2412.254 | 382.6331 | 325.6085 | 1700.6829 | 1310.4558 | 0 | 356.1353 | 428.0395 | 158.1587 | 522.2775 | 1293.7131 | 0 | 2.0732 | 0.0058603 | 0 | 0.77114 | 0 | 0 | 900.1702 | 0 | 0 | 0 | 9792.979 | 364 | 10 | Summer
2018-12-30 11:00 | 2157.5083 | 352.6465 | 317.5972 | 1695.2682 | 1316.9697 | 0 | 297.7496 | 441.2747 | 177.2739 | 546.6189 | 1309.5744 | 0 | 2.7455 | 0.0059025 | 0 | 1.0212 | 0 | 0 | 943.1511 | 0 | 0 | 0 | 9559.4053 | 364 | 11 | Summer
2018-12-30 12:00 | 1918.9042 | 326.228 | 293.2112 | 1680.8433 | 1315.8086 | 0 | 251.4693 | 449.6705 | 191.8208 | 579.2273 | 1337.8689 | 0 | 3.3609 | 0.0059435 | 0 | 1.2501 | 0 | 0 | 916.9322 | 0 | 0 | 0 | 9266.6011 | 364 | 12 | Summer
2018-12-30 13:00 | 1715.7395 | 297.7851 | 277.6317 | 1764.6468 | 1321.5036 | 0 | 215.6418 | 460.6238 | 200.512 | 598.0151 | 1390.8021 | 0 | 3.5191 | 0.0060025 | 0 | 1.309 | 0 | 0 | 934.6059 | 0 | 0 | 0 | 9182.3414 | 364 | 13 | Summer
2018-12-30 14:00 | 1514.9213 | 270.7162 | 269.8348 | 1629.0646 | 1281.1899 | 0 | 190.1475 | 463.3909 | 204.1428 | 611.0157 | 1432.3599 | 0 | 3.6177 | 0.0059952 | 0 | 1.3456 | 0 | 0 | 928.3971 | 0 | 0 | 0 | 8800.15 | 364 | 14 | Summer
2018-12-30 15:00 | 1405.5464 | 258.7292 | 280.4873 | 1520.5038 | 1266.1931 | 0 | 179.1127 | 459.0419 | 202.0859 | 619.727 | 1477.5118 | 0 | 3.804 | 0.0061159 | 0 | 1.4149 | 0 | 0 | 910.7533 | 0 | 0 | 0 | 8584.9174 | 364 | 15 | Summer
2018-12-30 16:00 | 1362.983 | 255.1433 | 322.5363 | 1529.34 | 1323.7159 | 0 | 174.5943 | 447.2168 | 194.6806 | 617.7554 | 1516.5853 | 0 | 4.4196 | 0.0063987 | 0 | 1.6439 | 0 | 0 | 934.2463 | 0 | 0 | 0 | 8684.867 | 364 | 16 | Summer
2018-12-30 17:00 | 1413.491 | 261.8899 | 429.397 | 1685.3912 | 1421.5758 | 0 | 183.5882 | 435.723 | 240.8595 | 513.3234 | 1545.832 | 0 | 4.1592 | 0.0063299 | 0 | 1.547 | 0 | 0 | 941.7007 | 0 | 0 | 0 | 9078.4842 | 364 | 17 | Summer
2018-12-30 18:00 | 1448.0522 | 267.3372 | 605.3053 | 1901.7826 | 1547.425 | 0 | 198.2599 | 414.0679 | 337.6425 | 502.7576 | 1571.18 | 0 | 5.1219 | 0.007034 | 0 | 1.9051 | 0 | 0 | 982.8884 | 0 | 0 | 0 | 9783.7329 | 364 | 18 | Summer
2018-12-30 19:00 | 1460.8123 | 270.3246 | 767.4402 | 1936.0652 | 1580.1525 | 0 | 203.3263 | 401.0718 | 327.082 | 480.4759 | 1583.9365 | 0 | 5.0947 | 0.0071054 | 0 | 1.895 | 0 | 0 | 995.5834 | 0 | 0 | 0 | 10013.2675 | 364 | 19 | Summer
2018-12-30 20:00 | 1488.2706 | 275.2797 | 806.0925 | 1844.7138 | 1544.8252 | 0 | 207.47 | 386.6243 | 315.4817 | 442.1888 | 1561.8899 | 0 | 4.3266 | 0.0085382 | 0 | 1.6093 | 0 | 0 | 1015.3412 | 0 | 0 | 0 | 9894.1221 | 364 | 20 | Summer
2018-12-30 21:00 | 1541.5673 | 282.1929 | 697.7728 | 1803.2027 | 1480.0115 | 0 | 205.8034 | 373.1361 | 303.6159 | 392.2351 | 1527.7768 | 0 | 3.5729 | 0.0084692 | 0 | 1.329 | 0 | 0 | 1009.2994 | 0 | 0 | 0 | 9621.5241 | 364 | 21 | Summer
2018-12-30 22:00 | 1612.4697 | 287.4018 | 517.6223 | 1690.0276 | 1381.9742 | 0 | 128.4816 | 346.4495 | 292.2346 | 341.5874 | 1478.6656 | 0 | 2.8263 | 0.0084874 | 0 | 1.0513 | 0 | 0 | 1060.7733 | 0 | 0 | 0 | 9141.5738 | 364 | 22 | Summer
2018-12-30 23:00 | 1678.4147 | 293.6446 | 362.6455 | 1428.4312 | 1150.9416 | 0 | 134.3395 | 338.3991 | 280.3088 | 276.2583 | 1425.497 | 0 | 1.8931 | 0.0083124 | 0 | 0.70414 | 0 | 0 | 1117.6583 | 0 | 0 | 0 | 8489.1442 | 364 | 23 | Summer
2018-12-31 | 1752.0125 | 301.6481 | 155.2647 | 1072.9476 | 995.2365 | 0 | 139.094 | 328.0713 | 267.4478 | 222.6208 | 1387.8625 | 0 | 0.98451 | 0.0082879 | 0 | 0.3662 | 0 | 0 | 1143.0918 | 0 | 0 | 0 | 7766.6565 | 365 | 0 | Spring
2018-12-31 01:00 | 1821.4763 | 308.3522 | 95.2109 | 724.8663 | 923.1269 | 0 | 144.4816 | 292.9734 | 279.5629 | 209.0285 | 1506.0013 | 0 | 0.385 | 0.0067342 | 0 | 0.1432 | 0 | 0 | 1119.1501 | 0 | 0 | 0 | 7424.7652 | 365 | 1 | Spring
2018-12-31 02:00 | 1893.5219 | 314.4276 | 85.4111 | 543.9757 | 886.0484 | 0 | 132.1824 | 277.8957 | 269.2644 | 179.8058 | 1478.6727 | 0 | 0.32415 | 0.0082809 | 0 | 0.12057 | 0 | 0 | 1052.7413 | 0 | 0 | 0 | 7114.4 | 365 | 2 | Spring
2018-12-31 03:00 | 2030.8453 | 324.884 | 83.153 | 445.7741 | 870.1602 | 0 | 149.9051 | 284.332 | 266.4136 | 171.4398 | 1445.5497 | 0 | 0.23395 | 0.0083097 | 0 | 0.087019 | 0 | 0 | 1019.0327 | 0 | 0 | 0 | 7091.8185 | 365 | 3 | Spring
2018-12-31 04:00 | 2149.6322 | 336.0974 | 83.153 | 429.5002 | 867.6319 | 0 | 173.9902 | 299.6858 | 267.6611 | 173.9081 | 1409.3309 | 0 | 0.044206 | 0.0082483 | 0 | 0.016443 | 0 | 0 | 1011.5967 | 0 | 0 | 0 | 7202.2564 | 365 | 4 | Spring
2018-12-31 05:00 | 2281.7059 | 348.9872 | 83.5219 | 534.8953 | 891.9329 | 0 | 199.5939 | 323.4594 | 278.4037 | 206.3856 | 1411.4274 | 0 | 0.13982 | 0.0084639 | 0 | 0.052006 | 0 | 0 | 1036.7858 | 0 | 0 | 0 | 7597.2994 | 365 | 5 | Spring
2018-12-31 06:00 | 2393.0257 | 358.9625 | 95.3616 | 839.0107 | 937.7351 | 0 | 268.3438 | 385.3139 | 308.5144 | 264.4046 | 1470.7989 | 0 | 0.29397 | 0.0069792 | 0 | 0.10935 | 0 | 0 | 1023.4602 | 0 | 0 | 0 | 8345.3418 | 365 | 6 | Spring
2018-12-31 07:00 | 2500.1601 | 367.3677 | 190.9762 | 1302.1533 | 1047.6045 | 0 | 476.1781 | 477.9084 | 362.298 | 347.6808 | 1780.4513 | 0 | 0.5076 | 0.0069804 | 0 | 0.18881 | 0 | 0 | 1006.2033 | 0 | 0 | 0 | 9859.685 | 365 | 7 | Spring
2018-12-31 08:00 | 2553.8498 | 372.1282 | 264.1664 | 1492.7812 | 1163.6925 | 0 | 464.9856 | 548.2183 | 344.3319 | 475.2447 | 2019.3027 | 0 | 0.90552 | 0.006273 | 0 | 0.33682 | 0 | 0 | 947.3756 | 0 | 0 | 0 | 10647.3256 | 365 | 8 | Spring
2018-12-31 09:00 | 2387.3466 | 358.1153 | 270.7735 | 1498.9142 | 1212.3854 | 0 | 412.1279 | 589.1634 | 373.0294 | 724.0629 | 2261.935 | 0 | 1.5643 | 0.0061292 | 0 | 0.58184 | 0 | 0 | 925.4192 | 0 | 0 | 0 | 11015.4249 | 365 | 9 | Spring
2018-12-31 10:00 | 2155.3743 | 338.2683 | 265.4268 | 1498.5851 | 1240.4455 | 0 | 350.223 | 629.3754 | 427.8536 | 834.4284 | 2474.5644 | 0 | 2.033 | 0.0059817 | 0 | 0.75619 | 0 | 0 | 880.801 | 0 | 0 | 0 | 11098.1409 | 365 | 10 | Spring
2018-12-31 11:00 | 1957.121 | 321.1342 | 248.1925 | 1519.7688 | 1235.5252 | 0 | 307.849 | 659.4835 | 455.0172 | 892.2477 | 2638.6234 | 0 | 2.6635 | 0.0059749 | 0 | 0.99073 | 0 | 0 | 913.5756 | 0 | 0 | 0 | 11152.1982 | 365 | 11 | Spring
2018-12-31 12:00 | 1797.0191 | 303.4381 | 228.8934 | 1522.3622 | 1233.8525 | 0 | 267.2958 | 673.2221 | 462.3411 | 918.7921 | 2689.9497 | 0 | 3.259 | 0.0060134 | 0 | 1.2122 | 0 | 0 | 887.8105 | 0 | 0 | 0 | 10989.4538 | 365 | 12 | Spring
2018-12-31 13:00 | 1697.5742 | 289.5718 | 216.5417 | 1441.2553 | 1238.5654 | 0 | 241.0164 | 672.5158 | 458.7746 | 900.5092 | 2668.8794 | 0 | 3.4099 | 0.0059208 | 0 | 1.2683 | 0 | 0 | 904.1671 | 0 | 0 | 0 | 10734.0552 | 365 | 13 | Spring
2018-12-31 14:00 | 1580.8151 | 277.8876 | 209.4577 | 1328.6793 | 1197.1141 | 0 | 227.8233 | 663.3745 | 445.1313 | 867.0238 | 2591.4688 | 0 | 3.5253 | 0.0060059 | 0 | 1.3113 | 0 | 0 | 903.0618 | 0 | 0 | 0 | 10296.6799 | 365 | 14 | Spring
2018-12-31 15:00 | 1512.4925 | 272.6048 | 219.0177 | 1281.8137 | 1185.3767 | 0 | 215.3132 | 644.7095 | 418.8248 | 815.3492 | 2459.3874 | 0 | 3.7563 | 0.0061526 | 0 | 1.3972 | 0 | 0 | 897.4267 | 0 | 0 | 0 | 9927.4759 | 365 | 15 | Spring
2018-12-31 16:00 | 1495.0803 | 274.6419 | 261.4834 | 1328.375 | 1243.3807 | 0 | 217.5303 | 617.8068 | 385.6986 | 786.6731 | 2331.3537 | 0 | 4.3686 | 0.0063948 | 0 | 1.6249 | 0 | 0 | 921.5709 | 0 | 0 | 0 | 9869.5947 | 365 | 16 | Spring
2018-12-31 17:00 | 1576.2032 | 288.454 | 365.8226 | 1556.9212 | 1348.1938 | 0 | 236.7428 | 576.029 | 407.9882 | 619.1551 | 2232.2851 | 0 | 4.1265 | 0.0063866 | 0 | 1.5349 | 0 | 0 | 932.2227 | 0 | 0 | 0 | 10145.6855 | 365 | 17 | Spring
2018-12-31 18:00 | 1677.2372 | 304.5645 | 549.5981 | 1817.2027 | 1489.6983 | 0 | 256.6613 | 521.127 | 483.206 | 595.7348 | 2151.4078 | 0 | 5.0095 | 0.0064166 | 0 | 1.8633 | 0 | 0 | 960.6469 | 0 | 0 | 0 | 10813.9641 | 365 | 18 | Spring
2018-12-31 19:00 | 1784.5469 | 323.1176 | 725.0965 | 1859.5708 | 1542.2917 | 0 | 279.2727 | 482.654 | 456.7224 | 574.4259 | 1943.3843 | 0 | 4.9914 | 0.0071418 | 0 | 1.8566 | 0 | 0 | 973.3275 | 0 | 0 | 0 | 10951.2653 | 365 | 19 | Spring
2018-12-31 20:00 | 1894.9958 | 341.2838 | 765.7386 | 1857.1387 | 1510.3597 | 0 | 283.9593 | 436.352 | 434.12 | 537.8322 | 1848.5741 | 0 | 4.2159 | 0.0071221 | 0 | 1.5681 | 0 | 0 | 987.1173 | 0 | 0 | 0 | 10903.2626 | 365 | 20 | Spring
2018-12-31 21:00 | 1996.1971 | 355.9472 | 672.4407 | 1782.528 | 1450.757 | 0 | 274.9505 | 394.4095 | 416.4657 | 436.4429 | 1750.6585 | 0 | 3.4402 | 0.0069499 | 0 | 1.2796 | 0 | 0 | 969.5221 | 0 | 0 | 0 | 10505.046 | 365 | 21 | Spring
2018-12-31 22:00 | 2097.2866 | 368.002 | 501.1769 | 1696.4655 | 1360.9316 | 0 | 191.0044 | 358.7656 | 384.8617 | 349.8984 | 1662.7357 | 0 | 2.6459 | 0.0068647 | 0 | 0.98416 | 0 | 0 | 993.1772 | 0 | 0 | 0 | 9967.9425 | 365 | 22 | Spring
2018-12-31 23:00 | 2219.1391 | 380.7285 | 336.3782 | 1471.8054 | 1123.2071 | 0 | 205.1979 | 343.2289 | 331.3201 | 289.1585 | 1607.0486 | 0 | 0.93044 | 0.0070376 | 0 | 0.34608 | 0 | 0 | 1154.501 | 0 | 0 | 0 | 9462.9967 | 365 | 23 | Spring

## Daily Summary
day_of_year | date | slice_assignment | peak_slice_membership | system_peak_MWh | peak_hour | day_total_MWh
1 | 2018-01-01 | Spring |  | 11851.4 | 11 | 240212.79
2 | 2018-01-02 | Winter |  | 12390.07 | 11 | 252954.45
3 | 2018-01-03 | Winter |  | 12506.7 | 11 | 255643.73
4 | 2018-01-04 | Winter Peak | Winter Peak | 13353.43 | 11 | 277413.33
5 | 2018-01-05 | Winter Peak | Winter Peak | 14559.33 | 11 | 301314.77
6 | 2018-01-06 | Winter Peak | Winter Peak | 13678.18 | 20 | 297507.5
7 | 2018-01-07 | Summer |  | 12078.67 | 20 | 263967.77
8 | 2018-01-08 | Winter Peak | Winter Peak | 12983.26 | 10 | 269720.15
9 | 2018-01-09 | Winter Peak | Winter Peak | 13535.9 | 10 | 277790.67
10 | 2018-01-10 | Winter Peak | Winter Peak | 13552.02 | 10 | 277726.98
11 | 2018-01-11 | Winter Peak | Winter Peak | 12782.3 | 10 | 260897.3
12 | 2018-01-12 | Spring |  | 12071.68 | 11 | 248794.19
13 | 2018-01-13 | Summer |  | 12152.75 | 19 | 254562.49
14 | 2018-01-14 | Summer |  | 11514.06 | 20 | 244271.07
15 | 2018-01-15 | Winter Peak | Winter Peak | 12651.35 | 10 | 260331.07
16 | 2018-01-16 | Spring |  | 13382.99 | 10 | 272762.07
17 | 2018-01-17 | Spring |  | 12874.97 | 10 | 263067.53
18 | 2018-01-18 | Spring |  | 13485.62 | 11 | 275332.66
19 | 2018-01-19 | Spring |  | 12975.49 | 11 | 266036.07
20 | 2018-01-20 | Summer |  | 11728.56 | 19 | 249406.02
21 | 2018-01-21 | Summer |  | 11134.51 | 20 | 233220.12
22 | 2018-01-22 | Spring |  | 12897.65 | 11 | 259898.15
23 | 2018-01-23 | Spring |  | 13450.81 | 10 | 273154.29
24 | 2018-01-24 | Spring |  | 13107.19 | 9 | 264940.67
25 | 2018-01-25 | Winter Peak | Winter Peak | 13524.11 | 10 | 274156.74
26 | 2018-01-26 | Winter Peak | Winter Peak | 13751.16 | 10 | 277935.06
27 | 2018-01-27 | Summer |  | 12141.22 | 19 | 260608.65
28 | 2018-01-28 | Summer |  | 10527.06 | 20 | 229222.34
29 | 2018-01-29 | Winter |  | 11934.05 | 10 | 246664.82
30 | 2018-01-30 | Spring |  | 13285.98 | 10 | 270210.25
31 | 2018-01-31 | Spring |  | 12582.46 | 10 | 256672.89
32 | 2018-02-01 | Spring |  | 13739.79 | 10 | 279183.21
33 | 2018-02-02 | Winter Peak | Winter Peak | 14369.41 | 10 | 291801.13
34 | 2018-02-03 | Winter Peak | Winter Peak | 12937.86 | 10 | 280212.96
35 | 2018-02-04 | Summer |  | 11856.47 | 10 | 254716.2
36 | 2018-02-05 | Spring |  | 12649.97 | 10 | 260331.92
37 | 2018-02-06 | Winter Peak | Winter Peak | 13732.58 | 9 | 276200.75
38 | 2018-02-07 | Winter Peak | Winter Peak | 13504.57 | 11 | 275625.83
39 | 2018-02-08 | Winter Peak | Winter Peak | 13221.07 | 10 | 269945.89
40 | 2018-02-09 | Winter Peak | Winter Peak | 13146 | 11 | 267906.4
41 | 2018-02-10 | Summer |  | 11499.66 | 20 | 243025.04
42 | 2018-02-11 | Summer |  | 11276.92 | 20 | 235839.97
43 | 2018-02-12 | Spring |  | 12417.15 | 10 | 253775.23
44 | 2018-02-13 | Spring |  | 12788.02 | 10 | 255332.53
45 | 2018-02-14 | Spring |  | 12077.56 | 10 | 244918.06
46 | 2018-02-15 | Spring |  | 12222.25 | 11 | 250972.68
47 | 2018-02-16 | Spring |  | 12908.5 | 10 | 260505.78
48 | 2018-02-17 | Summer |  | 10845.04 | 9 | 234413.82
49 | 2018-02-18 | Fall |  | 9276.53 | 20 | 198685.25
50 | 2018-02-19 | Winter |  | 10509.24 | 11 | 210617.48
51 | 2018-02-20 | Summer |  | 11182.56 | 11 | 223404.7
52 | 2018-02-21 | Winter |  | 11669.49 | 11 | 229934.15
53 | 2018-02-22 | Winter |  | 11563.09 | 11 | 229900.12
54 | 2018-02-23 | Winter |  | 11261.04 | 11 | 227098.23
55 | 2018-02-24 | Summer |  | 10507.86 | 20 | 223998.42
56 | 2018-02-25 | Fall |  | 9692.96 | 20 | 197118.46
57 | 2018-02-26 | Winter |  | 10656.69 | 11 | 217103.19
58 | 2018-02-27 | Winter |  | 11938.22 | 11 | 243079.37
59 | 2018-02-28 | Spring |  | 12746.06 | 11 | 256462.19
60 | 2018-03-01 | Winter |  | 11600.44 | 11 | 234798.71
61 | 2018-03-02 | Winter |  | 11852.47 | 11 | 237499.89
62 | 2018-03-03 | Summer |  | 10613.02 | 10 | 225371.39
63 | 2018-03-04 | Fall |  | 8664.23 | 9 | 188860.54
64 | 2018-03-05 | Fall |  | 10393.04 | 11 | 209130.28
65 | 2018-03-06 | Spring |  | 11168.31 | 10 | 224269.63
66 | 2018-03-07 | Summer |  | 11383.63 | 11 | 228542.97
67 | 2018-03-08 | Fall |  | 11294.42 | 11 | 230077
68 | 2018-03-09 | Winter |  | 11759.82 | 11 | 235623.96
69 | 2018-03-10 | Summer |  | 10132.65 | 9 | 221413.17
70 | 2018-03-11 | Fall |  | 8815.9 | 20 | 192609.81
71 | 2018-03-12 | Winter |  | 10453.07 | 9 | 210566.49
72 | 2018-03-13 | Winter |  | 11367.07 | 10 | 222074.42
73 | 2018-03-14 | Summer |  | 11344.47 | 9 | 222299.51
74 | 2018-03-15 | Summer |  | 11218.11 | 10 | 221231.78
75 | 2018-03-16 | Winter |  | 11405.15 | 10 | 221938.75
76 | 2018-03-17 | Fall |  | 9569.51 | 9 | 198276.16
77 | 2018-03-18 | Fall |  | 8037.66 | 19 | 171603.32
78 | 2018-03-19 | Fall |  | 10087.86 | 10 | 197842.98
79 | 2018-03-20 | Fall |  | 10652.04 | 10 | 207855.46
80 | 2018-03-21 | Fall |  | 10671.12 | 10 | 207540.91
81 | 2018-03-22 | Winter |  | 10661.51 | 10 | 207271.67
82 | 2018-03-23 | Winter |  | 10640.91 | 10 | 210858.92
83 | 2018-03-24 | Fall |  | 9085.7 | 19 | 191296.38
84 | 2018-03-25 | Fall |  | 8124.61 | 19 | 170089.16
85 | 2018-03-26 | Winter |  | 9602.13 | 11 | 192767.27
86 | 2018-03-27 | Summer |  | 10444.33 | 10 | 203754.24
87 | 2018-03-28 | Fall |  | 10560.04 | 10 | 205423.06
88 | 2018-03-29 | Winter |  | 10885.27 | 10 | 211466.77
89 | 2018-03-30 | Winter |  | 10980.87 | 10 | 214847.48
90 | 2018-03-31 | Fall |  | 9269.7 | 9 | 196598.6
91 | 2018-04-01 | Fall |  | 7918.48 | 17 | 166297.37
92 | 2018-04-02 | Winter |  | 9285.3 | 11 | 184231.66
93 | 2018-04-03 | Winter |  | 10079.77 | 11 | 196283.29
94 | 2018-04-04 | Fall |  | 10280.01 | 10 | 201455.15
95 | 2018-04-05 | Winter |  | 10344 | 10 | 204553.23
96 | 2018-04-06 | Winter |  | 10624.45 | 11 | 209385.78
97 | 2018-04-07 | Fall |  | 9092.51 | 17 | 186606.78
98 | 2018-04-08 | Fall |  | 8311.97 | 17 | 168211.89
99 | 2018-04-09 | Winter |  | 9399.88 | 10 | 184186.91
100 | 2018-04-10 | Fall |  | 10150.67 | 10 | 201107.91
101 | 2018-04-11 | Fall |  | 10254.92 | 11 | 201147.24
102 | 2018-04-12 | Winter |  | 10072.52 | 11 | 200163.95
103 | 2018-04-13 | Winter |  | 10078.99 | 11 | 197924.27
104 | 2018-04-14 | Fall |  | 9714.05 | 17 | 187297.32
105 | 2018-04-15 | Fall |  | 8212.26 | 17 | 168022.51
106 | 2018-04-16 | Fall |  | 9635.03 | 11 | 191619.65
107 | 2018-04-17 | Fall |  | 10746.24 | 12 | 209339.34
108 | 2018-04-18 | Fall |  | 10421.24 | 12 | 205781.78
109 | 2018-04-19 | Fall |  | 10236.15 | 12 | 199357.62
110 | 2018-04-20 | Winter |  | 10111.91 | 11 | 198477.63
111 | 2018-04-21 | Fall |  | 8872.06 | 17 | 181780.11
112 | 2018-04-22 | Fall |  | 7646.32 | 18 | 156950.67
113 | 2018-04-23 | Fall |  | 9045.87 | 11 | 179140.8
114 | 2018-04-24 | Fall |  | 10119.17 | 11 | 198411.63
115 | 2018-04-25 | Winter |  | 10361.79 | 11 | 201897.52
116 | 2018-04-26 | Winter |  | 10345.47 | 11 | 203429.22
117 | 2018-04-27 | Fall |  | 10020.67 | 11 | 196030.6
118 | 2018-04-28 | Fall |  | 9102.56 | 17 | 182065.81
119 | 2018-04-29 | Fall |  | 8190.31 | 17 | 162000.16
120 | 2018-04-30 | Fall |  | 9264.31 | 12 | 183284.97
121 | 2018-05-01 | Fall |  | 10135.68 | 12 | 196780.22
122 | 2018-05-02 | Winter |  | 10099.17 | 11 | 196658.15
123 | 2018-05-03 | Fall |  | 10232.87 | 11 | 200262.73
124 | 2018-05-04 | Fall |  | 10581.18 | 12 | 205299.29
125 | 2018-05-05 | Fall |  | 10089.1 | 17 | 191149.27
126 | 2018-05-06 | Fall |  | 8586.22 | 17 | 162637.82
127 | 2018-05-07 | Winter |  | 9855.66 | 12 | 187768.78
128 | 2018-05-08 | Winter |  | 11405.89 | 12 | 212736.41
129 | 2018-05-09 | Fall |  | 10441.31 | 17 | 200922.84
130 | 2018-05-10 | Fall |  | 10845.78 | 17 | 205071.76
131 | 2018-05-11 | Winter |  | 11298.07 | 17 | 212855.14
132 | 2018-05-12 | Fall |  | 9611.93 | 17 | 187560.69
133 | 2018-05-13 | Fall |  | 8025.43 | 17 | 155878.23
134 | 2018-05-14 | Fall |  | 9500.44 | 17 | 181965.33
135 | 2018-05-15 | Winter |  | 10534.02 | 12 | 202431.12
136 | 2018-05-16 | Winter |  | 10639.46 | 12 | 206343.49
137 | 2018-05-17 | Winter |  | 10905.2 | 12 | 208924.65
138 | 2018-05-18 | Winter |  | 10843.59 | 12 | 209060.4
139 | 2018-05-19 | Fall |  | 9875.11 | 17 | 187395.76
140 | 2018-05-20 | Fall |  | 8578.51 | 17 | 162175.26
141 | 2018-05-21 | Fall |  | 9113.07 | 12 | 178189.33
142 | 2018-05-22 | Winter |  | 10887.41 | 17 | 205868.71
143 | 2018-05-23 | Winter |  | 11128.98 | 17 | 210815.43
144 | 2018-05-24 | Summer |  | 10850.88 | 12 | 207130.7
145 | 2018-05-25 | Fall |  | 10579.58 | 12 | 204124.67
146 | 2018-05-26 | Fall |  | 10042.2 | 17 | 188129.66
147 | 2018-05-27 | Fall |  | 8733.47 | 17 | 164151.47
148 | 2018-05-28 | Fall |  | 10190.13 | 13 | 192145.71
149 | 2018-05-29 | Fall |  | 11694.95 | 17 | 215242.79
150 | 2018-05-30 | Winter |  | 12027.88 | 12 | 225212.63
151 | 2018-05-31 | Summer |  | 12216.74 | 15 | 228328.66
152 | 2018-06-01 | Winter |  | 11483.16 | 16 | 212728.34
153 | 2018-06-02 | Fall |  | 10652.4 | 17 | 194257.22
154 | 2018-06-03 | Fall |  | 9496.73 | 17 | 173130.28
155 | 2018-06-04 | Winter |  | 11068.13 | 17 | 202939.24
156 | 2018-06-05 | Summer |  | 12161.07 | 17 | 225638.02
157 | 2018-06-06 | Winter |  | 11991.36 | 17 | 226670.56
158 | 2018-06-07 | Summer |  | 12731.79 | 16 | 234432.62
159 | 2018-06-08 | Winter |  | 12155.65 | 12 | 229106.82
160 | 2018-06-09 | Summer |  | 12025.29 | 17 | 216988.08
161 | 2018-06-10 | Fall |  | 9441.76 | 17 | 177408.23
162 | 2018-06-11 | Winter |  | 10605.83 | 17 | 199352.23
163 | 2018-06-12 | Winter |  | 12070.62 | 17 | 223942.76
164 | 2018-06-13 | Summer |  | 12174.77 | 17 | 227856.93
165 | 2018-06-14 | Winter |  | 12688.56 | 15 | 235247.21
166 | 2018-06-15 | Winter |  | 12991.13 | 16 | 239187.06
167 | 2018-06-16 | Winter |  | 12463.62 | 16 | 226004.86
168 | 2018-06-17 | Fall |  | 11120.16 | 17 | 200621.93
169 | 2018-06-18 | Winter |  | 12422.23 | 17 | 228039.4
170 | 2018-06-19 | Summer |  | 13279.7 | 16 | 247664.4
171 | 2018-06-20 | Summer |  | 13525.55 | 16 | 250955.33
172 | 2018-06-21 | Winter |  | 13558.46 | 16 | 250593.11
173 | 2018-06-22 | Summer |  | 13478.06 | 16 | 248011.67
174 | 2018-06-23 | Summer |  | 11792.57 | 16 | 221495.28
175 | 2018-06-24 | Summer |  | 10803.31 | 17 | 193750.13
176 | 2018-06-25 | Winter |  | 11200.32 | 13 | 211030.79
177 | 2018-06-26 | Winter |  | 12068.92 | 17 | 227120.09
178 | 2018-06-27 | Summer |  | 12417.47 | 16 | 229088.93
179 | 2018-06-28 | Winter |  | 12201.38 | 16 | 230040.43
180 | 2018-06-29 | Winter |  | 12897.14 | 14 | 237825.06
181 | 2018-06-30 | Winter |  | 11641.97 | 17 | 218232.53
182 | 2018-07-01 | Fall |  | 11745.2 | 17 | 209283.45
183 | 2018-07-02 | Winter |  | 12146.21 | 17 | 228074.93
184 | 2018-07-03 | Spring |  | 13318.27 | 12 | 246377.97
185 | 2018-07-04 | Summer |  | 13564.27 | 16 | 248684.87
186 | 2018-07-05 | Spring |  | 14386.11 | 17 | 261359.65
187 | 2018-07-06 | Summer Peak | Summer Peak | 15056.28 | 15 | 276216.02
188 | 2018-07-07 | Spring |  | 13991.8 | 17 | 260206.58
189 | 2018-07-08 | Summer |  | 12230.05 | 17 | 224538.17
190 | 2018-07-09 | Summer |  | 12693.61 | 16 | 235706.08
191 | 2018-07-10 | Summer |  | 12669.48 | 16 | 239749.08
192 | 2018-07-11 | Summer Peak | Summer Peak | 13517.36 | 16 | 248035.62
193 | 2018-07-12 | Spring |  | 13640.15 | 16 | 248564.7
194 | 2018-07-13 | Spring |  | 13435.27 | 13 | 250202.4
195 | 2018-07-14 | Summer |  | 12478.86 | 17 | 229604.17
196 | 2018-07-15 | Summer |  | 11238.92 | 17 | 202667.18
197 | 2018-07-16 | Spring |  | 13052.61 | 17 | 235833.21
198 | 2018-07-17 | Spring |  | 14094.34 | 17 | 258908.66
199 | 2018-07-18 | Spring |  | 14501.49 | 16 | 267427.59
200 | 2018-07-19 | Summer Peak | Summer Peak | 14848.32 | 15 | 274344.28
201 | 2018-07-20 | Summer Peak | Summer Peak | 14871.08 | 15 | 276661.59
202 | 2018-07-21 | Summer Peak | Summer Peak | 14677.71 | 16 | 267164.7
203 | 2018-07-22 | Summer |  | 12636.74 | 16 | 230693.67
204 | 2018-07-23 | Summer |  | 12405.17 | 15 | 233351.56
205 | 2018-07-24 | Winter |  | 11681.23 | 12 | 226102.57
206 | 2018-07-25 | Winter |  | 12169.93 | 13 | 229469.77
207 | 2018-07-26 | Winter |  | 11681.97 | 12 | 224199.71
208 | 2018-07-27 | Winter |  | 11718.11 | 13 | 224085.42
209 | 2018-07-28 | Winter |  | 12195.53 | 17 | 219704.58
210 | 2018-07-29 | Fall |  | 10308.24 | 17 | 189881.72
211 | 2018-07-30 | Summer |  | 11543.18 | 17 | 211243.17
212 | 2018-07-31 | Winter |  | 13157.14 | 16 | 240451.34
213 | 2018-08-01 | Summer |  | 12678.93 | 15 | 238596.68
214 | 2018-08-02 | Spring |  | 13241.7 | 16 | 244797.25
215 | 2018-08-03 | Spring |  | 12944.9 | 12 | 243856.44
216 | 2018-08-04 | Summer |  | 12356.05 | 17 | 229203.82
217 | 2018-08-05 | Summer |  | 11105.05 | 17 | 200957.48
218 | 2018-08-06 | Winter |  | 11792.9 | 16 | 217283.94
219 | 2018-08-07 | Spring |  | 13235.38 | 16 | 240684.56
220 | 2018-08-08 | Spring |  | 13395.12 | 16 | 246325.57
221 | 2018-08-09 | Spring |  | 13605.11 | 13 | 250633.61
222 | 2018-08-10 | Summer |  | 13303.41 | 16 | 243968.5
223 | 2018-08-11 | Summer |  | 12402.31 | 17 | 227049.64
224 | 2018-08-12 | Summer |  | 11281.64 | 17 | 205396.46
225 | 2018-08-13 | Summer |  | 12240.95 | 17 | 225860.95
226 | 2018-08-14 | Summer |  | 12571.02 | 17 | 235637.65
227 | 2018-08-15 | Summer |  | 12105.99 | 15 | 228661.7
228 | 2018-08-16 | Spring |  | 12836.3 | 16 | 235496.72
229 | 2018-08-17 | Spring |  | 14234.88 | 15 | 257648.12
230 | 2018-08-18 | Spring |  | 13683.29 | 16 | 246649.01
231 | 2018-08-19 | Summer |  | 11841.72 | 16 | 214830.31
232 | 2018-08-20 | Summer |  | 12706.76 | 16 | 228283.29
233 | 2018-08-21 | Spring |  | 13393.98 | 15 | 245013.91
234 | 2018-08-22 | Spring |  | 13274.05 | 15 | 245558.57
235 | 2018-08-23 | Spring |  | 12956.88 | 16 | 240151.49
236 | 2018-08-24 | Summer |  | 13615.46 | 15 | 245490.77
237 | 2018-08-25 | Winter |  | 12988.1 | 16 | 234780.73
238 | 2018-08-26 | Summer |  | 12438.5 | 17 | 218632.67
239 | 2018-08-27 | Spring |  | 13798.85 | 16 | 249592.21
240 | 2018-08-28 | Summer Peak | Summer Peak | 14858.01 | 15 | 269240.87
241 | 2018-08-29 | Spring |  | 13983.19 | 15 | 256708.33
242 | 2018-08-30 | Spring |  | 13871.16 | 15 | 248925.82
243 | 2018-08-31 | Spring |  | 13353.19 | 15 | 243478.2
244 | 2018-09-01 | Winter |  | 11313.86 | 17 | 210862.73
245 | 2018-09-02 | Fall |  | 10714.97 | 16 | 189870.94
246 | 2018-09-03 | Winter |  | 12634.76 | 16 | 221179.31
247 | 2018-09-04 | Spring |  | 13727.24 | 16 | 241362.94
248 | 2018-09-05 | Spring |  | 13866.46 | 15 | 248241.23
249 | 2018-09-06 | Spring |  | 13809.72 | 16 | 249278.21
250 | 2018-09-07 | Summer |  | 12451.31 | 15 | 233953.32
251 | 2018-09-08 | Winter |  | 10780.22 | 16 | 201007.08
252 | 2018-09-09 | Fall |  | 9777.62 | 17 | 174241.41
253 | 2018-09-10 | Winter |  | 10871.82 | 17 | 196789.5
254 | 2018-09-11 | Winter |  | 12462.49 | 16 | 222658.26
255 | 2018-09-12 | Summer |  | 12483.3 | 13 | 229216.94
256 | 2018-09-13 | Winter |  | 11518.22 | 15 | 218330.56
257 | 2018-09-14 | Winter |  | 11795.27 | 15 | 221498.32
258 | 2018-09-15 | Fall |  | 10958.08 | 16 | 204060.21
259 | 2018-09-16 | Fall |  | 9507.42 | 17 | 175566.97
260 | 2018-09-17 | Summer |  | 10521.4 | 17 | 196099.4
261 | 2018-09-18 | Summer |  | 11554.45 | 16 | 215051.9
262 | 2018-09-19 | Summer |  | 11681.46 | 13 | 216524.37
263 | 2018-09-20 | Winter |  | 10710.29 | 12 | 207946.7
264 | 2018-09-21 | Fall |  | 10262.37 | 12 | 199958.6
265 | 2018-09-22 | Fall |  | 9414.64 | 17 | 183549.47
266 | 2018-09-23 | Fall |  | 8493.45 | 17 | 161777.05
267 | 2018-09-24 | Fall |  | 9431.84 | 17 | 184904.27
268 | 2018-09-25 | Summer |  | 11736.28 | 16 | 214312.83
269 | 2018-09-26 | Winter |  | 11915.23 | 15 | 222478.84
270 | 2018-09-27 | Summer |  | 11345.89 | 12 | 216628.8
271 | 2018-09-28 | Summer |  | 11600.82 | 15 | 214038.01
272 | 2018-09-29 | Summer |  | 10364.34 | 17 | 194902.25
273 | 2018-09-30 | Fall |  | 8881.08 | 17 | 166724.51
274 | 2018-10-01 | Fall |  | 9934.96 | 17 | 186992.61
275 | 2018-10-02 | Summer |  | 10845.64 | 13 | 204507.74
276 | 2018-10-03 | Summer |  | 10490.41 | 15 | 204230.49
277 | 2018-10-04 | Winter |  | 10320.01 | 12 | 201462.88
278 | 2018-10-05 | Fall |  | 9828.99 | 11 | 191853.88
279 | 2018-10-06 | Fall |  | 8867.15 | 17 | 177519.13
280 | 2018-10-07 | Fall |  | 7619.57 | 18 | 153031.12
281 | 2018-10-08 | Fall |  | 8568.78 | 11 | 172573.21
282 | 2018-10-09 | Fall |  | 9736.36 | 12 | 192678.18
283 | 2018-10-10 | Fall |  | 9575.37 | 11 | 190703.2
284 | 2018-10-11 | Fall |  | 9600.37 | 11 | 192492.57
285 | 2018-10-12 | Fall |  | 9824.97 | 11 | 194564.75
286 | 2018-10-13 | Fall |  | 8784.08 | 17 | 177290.75
287 | 2018-10-14 | Fall |  | 7846.22 | 18 | 157564.19
288 | 2018-10-15 | Fall |  | 8997.15 | 11 | 178776.96
289 | 2018-10-16 | Fall |  | 9838.68 | 11 | 197266.35
290 | 2018-10-17 | Fall |  | 9873.99 | 10 | 196128.2
291 | 2018-10-18 | Fall |  | 9617.58 | 11 | 192542.43
292 | 2018-10-19 | Fall |  | 9743.92 | 10 | 195134.05
293 | 2018-10-20 | Fall |  | 8953.17 | 17 | 180182.13
294 | 2018-10-21 | Fall |  | 8197.52 | 18 | 157801.53
295 | 2018-10-22 | Fall |  | 9041.44 | 12 | 177859.58
296 | 2018-10-23 | Fall |  | 10234.24 | 11 | 199681.88
297 | 2018-10-24 | Fall |  | 9732.18 | 10 | 192057
298 | 2018-10-25 | Fall |  | 9618.2 | 10 | 190089.09
299 | 2018-10-26 | Fall |  | 9806.26 | 10 | 193738.81
300 | 2018-10-27 | Fall |  | 8886.16 | 18 | 183699.51
301 | 2018-10-28 | Fall |  | 7585.26 | 18 | 154641.43
302 | 2018-10-29 | Fall |  | 8739.83 | 11 | 175216.41
303 | 2018-10-30 | Fall |  | 9708.45 | 12 | 191969.62
304 | 2018-10-31 | Fall |  | 9847.22 | 11 | 194748.19
305 | 2018-11-01 | Fall |  | 10180.73 | 10 | 199661.57
306 | 2018-11-02 | Summer |  | 10368.33 | 9 | 207579.66
307 | 2018-11-03 | Fall |  | 9252.05 | 18 | 191104.08
308 | 2018-11-04 | Fall |  | 8145.5 | 18 | 167469.28
309 | 2018-11-05 | Fall |  | 9193.03 | 11 | 185021.96
310 | 2018-11-06 | Summer |  | 10370.58 | 11 | 206582.36
311 | 2018-11-07 | Summer |  | 10489.9 | 11 | 213155.26
312 | 2018-11-08 | Fall |  | 10215.32 | 11 | 206544.44
313 | 2018-11-09 | Winter |  | 10309.26 | 11 | 208749.6
314 | 2018-11-10 | Fall |  | 9842.55 | 19 | 202145.46
315 | 2018-11-11 | Fall |  | 8650.25 | 19 | 181448.67
316 | 2018-11-12 | Fall |  | 9818.84 | 10 | 200010.95
317 | 2018-11-13 | Winter |  | 10485.49 | 11 | 211421.3
318 | 2018-11-14 | Fall |  | 10421.22 | 11 | 212209.34
319 | 2018-11-15 | Summer |  | 10400.54 | 11 | 210424.14
320 | 2018-11-16 | Winter |  | 10171.18 | 11 | 208167.45
321 | 2018-11-17 | Fall |  | 9218.29 | 19 | 194640.4
322 | 2018-11-18 | Fall |  | 8108.47 | 19 | 163634.3
323 | 2018-11-19 | Fall |  | 9254.8 | 11 | 187812.36
324 | 2018-11-20 | Winter |  | 10184.84 | 11 | 203933.02
325 | 2018-11-21 | Winter |  | 10276.54 | 11 | 205629.71
326 | 2018-11-22 | Winter |  | 10758.97 | 11 | 215971.2
327 | 2018-11-23 | Summer |  | 10644.14 | 10 | 214169.44
328 | 2018-11-24 | Fall |  | 9863.79 | 19 | 205199.47
329 | 2018-11-25 | Fall |  | 9224.03 | 19 | 187824.67
330 | 2018-11-26 | Summer |  | 10258.6 | 11 | 209740.08
331 | 2018-11-27 | Summer |  | 11011.17 | 11 | 229130.43
332 | 2018-11-28 | Summer |  | 11707.61 | 11 | 240050.05
333 | 2018-11-29 | Spring |  | 11622.01 | 10 | 238893.16
334 | 2018-11-30 | Spring |  | 11470.72 | 10 | 234644.88
335 | 2018-12-01 | Winter |  | 10347.94 | 19 | 214773.01
336 | 2018-12-02 | Fall |  | 9289.8 | 19 | 193410.8
337 | 2018-12-03 | Winter |  | 10322.44 | 11 | 209781.27
338 | 2018-12-04 | Spring |  | 11520.85 | 11 | 231045.52
339 | 2018-12-05 | Winter |  | 11806.68 | 11 | 240080.01
340 | 2018-12-06 | Spring |  | 12086.97 | 11 | 246356.44
341 | 2018-12-07 | Spring |  | 12184.63 | 11 | 249011.06
342 | 2018-12-08 | Summer |  | 11890.8 | 19 | 241054.1
343 | 2018-12-09 | Summer |  | 11181.93 | 19 | 234588.95
344 | 2018-12-10 | Spring |  | 11978.58 | 10 | 246357.52
345 | 2018-12-11 | Spring |  | 12585.73 | 10 | 256105.7
346 | 2018-12-12 | Spring |  | 11962.97 | 10 | 244927.69
347 | 2018-12-13 | Spring |  | 12034.65 | 10 | 246096.57
348 | 2018-12-14 | Winter |  | 11764.03 | 11 | 241647.24
349 | 2018-12-15 | Summer |  | 10778.21 | 19 | 223027.41
350 | 2018-12-16 | Fall |  | 10046.16 | 19 | 204337.98
351 | 2018-12-17 | Winter |  | 11243.91 | 9 | 231509.99
352 | 2018-12-18 | Spring |  | 12618.81 | 11 | 259467.64
353 | 2018-12-19 | Winter Peak | Winter Peak | 13170.37 | 10 | 270992.93
354 | 2018-12-20 | Spring |  | 12938.38 | 10 | 267526.12
355 | 2018-12-21 | Spring |  | 12611.96 | 11 | 258096.71
356 | 2018-12-22 | Summer |  | 11276.05 | 19 | 237995.84
357 | 2018-12-23 | Summer |  | 10427.02 | 19 | 215035.45
358 | 2018-12-24 | Spring |  | 12053.99 | 11 | 246109.46
359 | 2018-12-25 | Winter Peak | Winter Peak | 13132.85 | 11 | 265442.74
360 | 2018-12-26 | Spring |  | 12715.68 | 9 | 252855.07
361 | 2018-12-27 | Spring |  | 11959.6 | 9 | 242626.33
362 | 2018-12-28 | Spring |  | 12098.42 | 11 | 246358.9
363 | 2018-12-29 | Summer |  | 11539.77 | 19 | 240804.8
364 | 2018-12-30 | Summer |  | 10013.27 | 19 | 213469.17
365 | 2018-12-31 | Spring |  | 11152.2 | 11 | 230882.73

## SHELF
slice | days_per_timeslice
Winter | 87
Spring | 63
Summer | 79
Fall | 112
Summer Peak | 6
Winter Peak | 18
category | slice | Hour0 | Hour1 | Hour2 | Hour3 | Hour4 | Hour5 | Hour6 | Hour7 | Hour8 | Hour9 | Hour10 | Hour11 | Hour12 | Hour13 | Hour14 | Hour15 | Hour16 | Hour17 | Hour18 | Hour19 | Hour20 | Hour21 | Hour22 | Hour23
residential-heating | Winter | 7.2468e-05 | 7.6834e-05 | 8.2047e-05 | 8.8981e-05 | 9.5749e-05 | 0.00010332 | 0.0001092 | 0.00011059 | 0.00010486 | 9.4629e-05 | 8.3637e-05 | 7.3583e-05 | 6.5822e-05 | 5.8947e-05 | 5.2168e-05 | 4.8207e-05 | 4.6379e-05 | 4.7195e-05 | 4.9262e-05 | 5.2333e-05 | 5.5658e-05 | 6.0253e-05 | 6.6128e-05 | 7.2232e-05
residential-heating | Spring | 0.00019041 | 0.000196 | 0.00020065 | 0.00021159 | 0.00021975 | 0.0002306 | 0.00023909 | 0.00024492 | 0.00024469 | 0.00023142 | 0.00021201 | 0.0001916 | 0.00017427 | 0.00016076 | 0.00014495 | 0.0001359 | 0.0001325 | 0.00013769 | 0.00014499 | 0.00015081 | 0.00015635 | 0.00016325 | 0.00017132 | 0.00018031
residential-heating | Summer | 0.00011765 | 0.0001222 | 0.00012672 | 0.00013447 | 0.00014083 | 0.00014887 | 0.00015572 | 0.00016007 | 0.00015641 | 0.00014453 | 0.00013089 | 0.00011808 | 0.00010728 | 9.8723e-05 | 8.8701e-05 | 8.2646e-05 | 8.0136e-05 | 8.257e-05 | 8.6667e-05 | 9.0663e-05 | 9.4521e-05 | 9.9593e-05 | 0.00010568 | 0.00011196
residential-heating | Fall | 6.212e-05 | 6.7529e-05 | 7.5219e-05 | 8.3235e-05 | 9.211e-05 | 0.00010122 | 0.0001082 | 0.00010915 | 9.8281e-05 | 8.2659e-05 | 6.8095e-05 | 5.6539e-05 | 4.8146e-05 | 4.003e-05 | 3.3641e-05 | 2.9777e-05 | 2.8193e-05 | 2.8438e-05 | 3.0207e-05 | 3.328e-05 | 3.6826e-05 | 4.1618e-05 | 4.7772e-05 | 5.4007e-05
residential-heating | Summer Peak | 1.2478e-08 | 1.5196e-08 | 7.8167e-08 | 8.2678e-08 | 2.0216e-07 | 2.2956e-07 | 2.3809e-07 | 1.9141e-07 | 7.8869e-08 | 9.4976e-08 | 5.0833e-08 | 3.254e-08 | 5.4e-08 | 0 | 2.2707e-09 | 4.504e-09 | 9.7102e-11 | 1.2324e-10 | 6.3489e-10 | 4.4816e-10 | 8.3283e-10 | 1.9458e-09 | 3.6973e-09 | 6.1622e-09
residential-heating | Winter Peak | 0.00042338 | 0.00043525 | 0.00044407 | 0.0004662 | 0.00048254 | 0.00050303 | 0.00051826 | 0.00053039 | 0.00053269 | 0.00050905 | 0.00047354 | 0.00043506 | 0.00040149 | 0.00037669 | 0.00034651 | 0.00032704 | 0.00031908 | 0.00032892 | 0.00034263 | 0.00035312 | 0.00036194 | 0.00037364 | 0.00038925 | 0.00040679
residential-cooling | Winter | 8.5036e-05 | 7.7144e-05 | 6.9741e-05 | 6.3821e-05 | 5.7349e-05 | 5.2859e-05 | 5.2306e-05 | 5.7592e-05 | 6.7252e-05 | 8.0218e-05 | 9.5459e-05 | 0.00011194 | 0.0001293 | 0.0001469 | 0.0001638 | 0.00017979 | 0.00019209 | 0.00019722 | 0.00018849 | 0.00016811 | 0.00014501 | 0.00012708 | 0.00011076 | 9.6865e-05
residential-cooling | Spring | 0.00012366 | 0.00011503 | 0.00010676 | 0.00010022 | 9.3252e-05 | 8.8096e-05 | 8.6377e-05 | 9.3587e-05 | 0.00010789 | 0.00012575 | 0.00014513 | 0.00016367 | 0.00018118 | 0.00019794 | 0.00021276 | 0.00022612 | 0.00023437 | 0.00023602 | 0.00022739 | 0.00020678 | 0.00018401 | 0.0001668 | 0.00015105 | 0.00013703
residential-cooling | Summer | 0.00012389 | 0.00011363 | 0.00010371 | 9.5966e-05 | 8.7558e-05 | 8.1226e-05 | 7.9214e-05 | 8.5822e-05 | 9.9615e-05 | 0.00011796 | 0.00013808 | 0.00015852 | 0.00017955 | 0.00020026 | 0.00021917 | 0.00023766 | 0.00025052 | 0.00025293 | 0.00024063 | 0.0002167 | 0.00019024 | 0.00016938 | 0.00015016 | 0.00013355
residential-cooling | Fall | 4.1958e-05 | 3.8685e-05 | 3.583e-05 | 3.3845e-05 | 3.1569e-05 | 3.0279e-05 | 3.0124e-05 | 3.1354e-05 | 3.3462e-05 | 3.6749e-05 | 4.1959e-05 | 4.9434e-05 | 5.9202e-05 | 7.1034e-05 | 8.3884e-05 | 9.7052e-05 | 0.00010659 | 0.00010992 | 0.00010161 | 8.7583e-05 | 7.4113e-05 | 6.3858e-05 | 5.3981e-05 | 4.6225e-05
residential-cooling | Summer Peak | 0.00030712 | 0.00028062 | 0.00025508 | 0.00023414 | 0.00021275 | 0.00019528 | 0.0001895 | 0.00021203 | 0.00025453 | 0.00030864 | 0.0003648 | 0.0004173 | 0.00046888 | 0.00051771 | 0.00055834 | 0.0005916 | 0.00061437 | 0.00061754 | 0.00059748 | 0.00055026 | 0.00048838 | 0.0004359 | 0.00039098 | 0.00035016
residential-cooling | Winter Peak | 5.4576e-05 | 5.5634e-05 | 5.6359e-05 | 5.7797e-05 | 5.9132e-05 | 6.0964e-05 | 6.2422e-05 | 6.3438e-05 | 6.3791e-05 | 6.2075e-05 | 5.9259e-05 | 5.5827e-05 | 5.2674e-05 | 5.0212e-05 | 4.7373e-05 | 4.5504e-05 | 4.4874e-05 | 4.5804e-05 | 4.7292e-05 | 4.8559e-05 | 4.9444e-05 | 5.0428e-05 | 5.1769e-05 | 5.3037e-05
residential-lighting | Winter | 4.4968e-05 | 3.6011e-05 | 3.454e-05 | 3.4334e-05 | 3.4399e-05 | 3.7962e-05 | 6.6231e-05 | 9.8342e-05 | 0.00010688 | 0.00010494 | 0.00010048 | 9.3468e-05 | 8.8546e-05 | 8.519e-05 | 8.498e-05 | 9.0372e-05 | 0.0001042 | 0.00013151 | 0.0001742 | 0.00023044 | 0.00028305 | 0.00028826 | 0.00017847 | 8.431e-05
residential-lighting | Spring | 5.307e-05 | 3.7956e-05 | 3.5671e-05 | 3.5234e-05 | 3.5258e-05 | 3.722e-05 | 5.4982e-05 | 9.1579e-05 | 0.00010952 | 0.0001089 | 0.0001056 | 9.8867e-05 | 9.2528e-05 | 8.8893e-05 | 8.7047e-05 | 9.0746e-05 | 0.0001045 | 0.00013563 | 0.00018987 | 0.0002553 | 0.00030169 | 0.00029798 | 0.00020491 | 0.00011527
residential-lighting | Summer | 4.7457e-05 | 3.6509e-05 | 3.4652e-05 | 3.4298e-05 | 3.4353e-05 | 3.7113e-05 | 5.8445e-05 | 8.5869e-05 | 0.00010131 | 0.00010938 | 0.00011094 | 0.00010477 | 9.8674e-05 | 9.4728e-05 | 9.406e-05 | 9.9016e-05 | 0.00011224 | 0.00014038 | 0.00018553 | 0.00024276 | 0.00029243 | 0.00029327 | 0.00019134 | 9.9116e-05
residential-lighting | Fall | 4.2884e-05 | 3.5845e-05 | 3.4477e-05 | 3.4324e-05 | 3.4455e-05 | 3.7936e-05 | 6.2963e-05 | 9.2388e-05 | 0.00010823 | 0.00011455 | 0.00011242 | 0.00010475 | 9.9343e-05 | 9.5876e-05 | 9.6523e-05 | 0.00010272 | 0.00011804 | 0.00014845 | 0.00019521 | 0.00025545 | 0.00030638 | 0.00029741 | 0.00017372 | 7.7477e-05
residential-lighting | Summer Peak | 3.6905e-05 | 3.3735e-05 | 3.3033e-05 | 3.3033e-05 | 3.309e-05 | 3.7334e-05 | 7.0761e-05 | 9.8311e-05 | 9.9016e-05 | 9.4871e-05 | 8.9817e-05 | 8.3092e-05 | 7.9508e-05 | 7.7007e-05 | 7.7745e-05 | 8.3175e-05 | 9.3795e-05 | 0.00011159 | 0.00013413 | 0.00017037 | 0.00022384 | 0.00025284 | 0.00015111 | 5.89e-05
residential-lighting | Winter Peak | 6.4393e-05 | 4.108e-05 | 3.774e-05 | 3.6975e-05 | 3.6975e-05 | 3.7169e-05 | 4.2245e-05 | 8.267e-05 | 0.00011414 | 0.00012036 | 0.00012119 | 0.00011486 | 0.00010603 | 0.00010137 | 9.8028e-05 | 9.9917e-05 | 0.00011355 | 0.00014907 | 0.00021917 | 0.00030296 | 0.00035107 | 0.00033432 | 0.00025382 | 0.00016218
residential-appliances | Winter | 7.2574e-05 | 5.4083e-05 | 4.5344e-05 | 4.344e-05 | 4.9338e-05 | 6.9242e-05 | 0.00010244 | 0.0001243 | 0.00012981 | 0.00013381 | 0.00013763 | 0.0001379 | 0.00013273 | 0.00012235 | 0.00011616 | 0.00011916 | 0.00013385 | 0.00015375 | 0.00016422 | 0.00016181 | 0.00015518 | 0.00014836 | 0.00013097 | 0.00010065
residential-appliances | Spring | 8.3272e-05 | 5.8617e-05 | 4.613e-05 | 4.1553e-05 | 4.4226e-05 | 5.8289e-05 | 8.8678e-05 | 0.00011941 | 0.00013005 | 0.00013163 | 0.00013503 | 0.00013756 | 0.00013483 | 0.00012645 | 0.00011665 | 0.00011547 | 0.00012635 | 0.00014549 | 0.00016187 | 0.00016383 | 0.00015836 | 0.00015201 | 0.00013953 | 0.00011404
residential-appliances | Summer | 7.4515e-05 | 5.4916e-05 | 4.5089e-05 | 4.2364e-05 | 4.6038e-05 | 5.9286e-05 | 8.366e-05 | 0.00010494 | 0.00011984 | 0.00013206 | 0.00013865 | 0.00013972 | 0.0001369 | 0.00013088 | 0.00012388 | 0.00012459 | 0.00013626 | 0.0001529 | 0.00016207 | 0.00016071 | 0.00015413 | 0.00014623 | 0.00013013 | 0.00010248
residential-appliances | Fall | 6.7175e-05 | 5.1237e-05 | 4.3977e-05 | 4.2816e-05 | 4.7254e-05 | 6.3387e-05 | 9.2078e-05 | 0.00011613 | 0.00013026 | 0.00013958 | 0.00014269 | 0.00014273 | 0.00014006 | 0.00013026 | 0.000125 | 0.00012871 | 0.00014252 | 0.00015995 | 0.00016653 | 0.00016149 | 0.00015445 | 0.00014582 | 0.00012502 | 9.4142e-05
residential-appliances | Summer Peak | 6.1125e-05 | 4.8558e-05 | 4.288e-05 | 4.2541e-05 | 4.7479e-05 | 6.5991e-05 | 9.4319e-05 | 0.00011092 | 0.0001152 | 0.00011959 | 0.00012311 | 0.00012277 | 0.00011965 | 0.00010806 | 0.0001042 | 0.00010999 | 0.00012602 | 0.00014401 | 0.00014773 | 0.00014361 | 0.00013661 | 0.00012836 | 0.00011248 | 8.3139e-05
residential-appliances | Winter Peak | 9.9975e-05 | 6.6863e-05 | 4.8695e-05 | 4.07e-05 | 4.101e-05 | 5.037e-05 | 7.935e-05 | 0.00011979 | 0.00013679 | 0.00014227 | 0.00014876 | 0.00015368 | 0.00014995 | 0.0001436 | 0.00013072 | 0.00012444 | 0.00013027 | 0.00014922 | 0.00017308 | 0.00018009 | 0.00017566 | 0.0001699 | 0.00016062 | 0.00013737
residential-other | Winter | 9.6127e-05 | 9.3783e-05 | 9.2627e-05 | 9.2437e-05 | 9.369e-05 | 9.5927e-05 | 9.9935e-05 | 0.00010682 | 0.00011288 | 0.00011613 | 0.00011702 | 0.00011715 | 0.00011774 | 0.00011559 | 0.00011361 | 0.00011625 | 0.00012373 | 0.000133 | 0.00013714 | 0.00013532 | 0.00013029 | 0.00012421 | 0.00011155 | 0.00010092
residential-other | Spring | 9.9566e-05 | 9.5446e-05 | 9.341e-05 | 9.273e-05 | 9.3288e-05 | 9.551e-05 | 9.9236e-05 | 0.00010776 | 0.00011649 | 0.00012045 | 0.00012231 | 0.00012228 | 0.00012259 | 0.00012189 | 0.00011879 | 0.00011936 | 0.00012604 | 0.00013558 | 0.0001441 | 0.00014567 | 0.00014138 | 0.00013569 | 0.00012514 | 0.0001088
residential-other | Summer | 9.6868e-05 | 9.4179e-05 | 9.2787e-05 | 9.2451e-05 | 9.3436e-05 | 9.5375e-05 | 9.8147e-05 | 0.00010338 | 0.00011034 | 0.00011636 | 0.000119 | 0.00011943 | 0.00011996 | 0.00011837 | 0.00011615 | 0.00011803 | 0.00012503 | 0.00013374 | 0.00013834 | 0.00013703 | 0.00013213 | 0.00012621 | 0.00011509 | 0.00010347
residential-other | Fall | 9.5463e-05 | 9.3427e-05 | 9.2453e-05 | 9.2375e-05 | 9.393e-05 | 9.6328e-05 | 0.00010046 | 0.00010694 | 0.00011364 | 0.0001181 | 0.00011915 | 0.00011946 | 0.0001202 | 0.00011759 | 0.00011589 | 0.00011938 | 0.00012719 | 0.00013684 | 0.00013982 | 0.00013671 | 0.00013115 | 0.00012442 | 0.00010979 | 9.9705e-05
residential-other | Summer Peak | 9.2894e-05 | 9.2294e-05 | 9.186e-05 | 9.2075e-05 | 9.3575e-05 | 9.5153e-05 | 9.723e-05 | 0.00010151 | 0.00010581 | 0.00010832 | 0.00010845 | 0.00010875 | 0.00010957 | 0.00010654 | 0.00010542 | 0.00010931 | 0.00011705 | 0.00012449 | 0.00012379 | 0.00011961 | 0.00011425 | 0.00010919 | 9.7987e-05 | 9.3728e-05
residential-other | Winter Peak | 0.00010471 | 9.7908e-05 | 9.464e-05 | 9.3288e-05 | 9.3173e-05 | 9.5878e-05 | 0.00010071 | 0.00011198 | 0.00012424 | 0.00013048 | 0.00013432 | 0.00013417 | 0.00013409 | 0.00013503 | 0.00013055 | 0.00012872 | 0.00013479 | 0.00014581 | 0.00016101 | 0.00016664 | 0.00016309 | 0.00015678 | 0.00014641 | 0.00012084
residential-envelope | Winter | 0 | 0 | 0 | 0 | 0 | 0 | 0 | 0 | 0 | 0 | 0 | 0 | 0 | 0 | 0 | 0 | 0 | 0 | 0 | 0 | 0 | 0 | 0 | 0
residential-envelope | Spring | 0 | 0 | 0 | 0 | 0 | 0 | 0 | 0 | 0 | 0 | 0 | 0 | 0 | 0 | 0 | 0 | 0 | 0 | 0 | 0 | 0 | 0 | 0 | 0
residential-envelope | Summer | 0 | 0 | 0 | 0 | 0 | 0 | 0 | 0 | 0 | 0 | 0 | 0 | 0 | 0 | 0 | 0 | 0 | 0 | 0 | 0 | 0 | 0 | 0 | 0
residential-envelope | Fall | 0 | 0 | 0 | 0 | 0 | 0 | 0 | 0 | 0 | 0 | 0 | 0 | 0 | 0 | 0 | 0 | 0 | 0 | 0 | 0 | 0 | 0 | 0 | 0
residential-envelope | Summer Peak | 0 | 0 | 0 | 0 | 0 | 0 | 0 | 0 | 0 | 0 | 0 | 0 | 0 | 0 | 0 | 0 | 0 | 0 | 0 | 0 | 0 | 0 | 0 | 0
residential-envelope | Winter Peak | 0 | 0 | 0 | 0 | 0 | 0 | 0 | 0 | 0 | 0 | 0 | 0 | 0 | 0 | 0 | 0 | 0 | 0 | 0 | 0 | 0 | 0 | 0 | 0
commercial-heating | Winter | 4.4625e-05 | 4.5023e-05 | 4.4129e-05 | 4.9382e-05 | 5.8285e-05 | 7.4676e-05 | 0.000129 | 0.00016571 | 0.00014364 | 0.00012 | 9.8411e-05 | 8.1084e-05 | 6.8094e-05 | 5.9584e-05 | 5.4502e-05 | 5.1517e-05 | 5.1559e-05 | 5.4279e-05 | 5.8377e-05 | 6.3929e-05 | 6.6155e-05 | 5.9128e-05 | 4.0244e-05 | 4.3732e-05
commercial-heating | Spring | 0.00012977 | 0.00013281 | 0.00012326 | 0.00013299 | 0.00014763 | 0.00016813 | 0.00021897 | 0.0003518 | 0.00033709 | 0.00030729 | 0.00026746 | 0.00023108 | 0.00019871 | 0.00017377 | 0.00015847 | 0.00014788 | 0.00014762 | 0.00015695 | 0.00016662 | 0.00017577 | 0.00017591 | 0.00016917 | 0.00010869 | 0.00011486
commercial-heating | Summer | 8.2589e-05 | 8.571e-05 | 8.0469e-05 | 8.678e-05 | 9.5109e-05 | 0.00010867 | 0.00015204 | 0.00022334 | 0.00020033 | 0.00017729 | 0.00015322 | 0.00013239 | 0.00011624 | 0.00010438 | 9.5492e-05 | 9.065e-05 | 9.0186e-05 | 9.5462e-05 | 0.0001042 | 0.00011227 | 0.000117 | 0.00011451 | 7.7828e-05 | 8.2338e-05
commercial-heating | Fall | 4.2025e-05 | 4.0078e-05 | 4.2295e-05 | 4.8715e-05 | 5.7717e-05 | 7.9007e-05 | 0.00016063 | 0.00016894 | 0.00013786 | 0.00010502 | 7.8454e-05 | 6.047e-05 | 4.8639e-05 | 4.1442e-05 | 3.6654e-05 | 3.4518e-05 | 3.4902e-05 | 3.7622e-05 | 4.3945e-05 | 5.1379e-05 | 5.6919e-05 | 4.3938e-05 | 3.4602e-05 | 3.8044e-05
commercial-heating | Summer Peak | 5.1685e-07 | 2.6987e-07 | 3.8171e-07 | 5.0198e-07 | 8.6043e-07 | 1.272e-06 | 3.1033e-06 | 7.055e-06 | 3.5547e-06 | 2.846e-06 | 1.8557e-06 | 1.2251e-06 | 9.459e-07 | 8.0313e-07 | 7.6627e-07 | 9.2525e-07 | 9.4344e-07 | 1.0579e-06 | 4.2447e-07 | 6.0811e-07 | 8.8327e-07 | 1.186e-06 | 5.0208e-07 | 5.5612e-07
commercial-heating | Winter Peak | 0.00029826 | 0.00031037 | 0.00028966 | 0.00030666 | 0.00033632 | 0.00037488 | 0.00046902 | 0.00070449 | 0.00068758 | 0.00064127 | 0.00057872 | 0.00051612 | 0.00045983 | 0.00041454 | 0.00038499 | 0.00036272 | 0.00035905 | 0.00037165 | 0.00038828 | 0.00040202 | 0.0003987 | 0.00038469 | 0.00026408 | 0.00027742
commercial-cooling | Winter | 5.4515e-05 | 4.9653e-05 | 4.8935e-05 | 5.0931e-05 | 5.4955e-05 | 6.6077e-05 | 8.5081e-05 | 0.00010885 | 0.00013203 | 0.0001554 | 0.00017824 | 0.00019539 | 0.00020486 | 0.00020869 | 0.00020657 | 0.00019983 | 0.00018755 | 0.00016883 | 0.000144 | 0.00011911 | 9.6166e-05 | 7.8015e-05 | 6.8835e-05 | 6.279e-05
commercial-cooling | Spring | 6.2682e-05 | 5.6469e-05 | 5.4863e-05 | 5.6499e-05 | 6.0138e-05 | 7.0155e-05 | 8.528e-05 | 0.00011214 | 0.0001403 | 0.00016575 | 0.00018865 | 0.00020487 | 0.00021289 | 0.00021619 | 0.00021525 | 0.00020892 | 0.00019693 | 0.00017948 | 0.00014727 | 0.00012688 | 0.00010666 | 8.7673e-05 | 7.7336e-05 | 7.0491e-05
commercial-cooling | Summer | 6.198e-05 | 5.6305e-05 | 5.5151e-05 | 5.6458e-05 | 5.9577e-05 | 6.9312e-05 | 8.4009e-05 | 0.0001068 | 0.00012944 | 0.00015355 | 0.00017734 | 0.00019566 | 0.0002065 | 0.00021174 | 0.0002113 | 0.00020675 | 0.00019633 | 0.00017826 | 0.00014885 | 0.00012585 | 0.00010463 | 8.6876e-05 | 7.6728e-05 | 6.9884e-05
commercial-cooling | Fall | 4.8741e-05 | 4.5407e-05 | 4.5056e-05 | 4.6426e-05 | 4.918e-05 | 5.7137e-05 | 7.0273e-05 | 8.3177e-05 | 9.3952e-05 | 0.0001069 | 0.00012038 | 0.00013205 | 0.00014051 | 0.00014553 | 0.0001462 | 0.00014333 | 0.00013542 | 0.0001215 | 0.00010502 | 8.832e-05 | 7.4701e-05 | 6.4746e-05 | 5.8673e-05 | 5.4567e-05
commercial-cooling | Summer Peak | 8.7746e-05 | 7.8438e-05 | 7.6843e-05 | 7.9669e-05 | 8.5276e-05 | 0.00010564 | 0.00012856 | 0.00018226 | 0.00023971 | 0.0002949 | 0.0003431 | 0.00037786 | 0.00039827 | 0.00040962 | 0.00041037 | 0.0004005 | 0.00038012 | 0.00034791 | 0.00027218 | 0.00023055 | 0.00018583 | 0.00014393 | 0.00012421 | 0.00010911
commercial-cooling | Winter Peak | 5.5158e-05 | 5.0417e-05 | 4.834e-05 | 4.9127e-05 | 5.1607e-05 | 5.5408e-05 | 6.498e-05 | 7.8544e-05 | 8.8558e-05 | 9.4873e-05 | 0.0001009 | 0.00010565 | 0.00010769 | 0.00010775 | 0.00010684 | 0.00010389 | 9.9781e-05 | 9.3618e-05 | 8.5177e-05 | 7.9286e-05 | 7.2204e-05 | 6.5355e-05 | 5.8978e-05 | 5.6337e-05
commercial-lighting | Winter | 9.8836e-05 | 9.5923e-05 | 9.4128e-05 | 9.406e-05 | 9.6716e-05 | 0.00010043 | 9.3402e-05 | 0.00010132 | 0.00011875 | 0.00013955 | 0.00015142 | 0.00015593 | 0.00015587 | 0.00015241 | 0.00014498 | 0.00013473 | 0.00012403 | 0.00011597 | 0.0001154 | 0.00012557 | 0.00014272 | 0.00013869 | 0.00012196 | 0.00010797
commercial-lighting | Spring | 0.0001011 | 9.7011e-05 | 9.4349e-05 | 9.3834e-05 | 9.5478e-05 | 0.00010078 | 9.7803e-05 | 0.00011203 | 0.00011664 | 0.00013554 | 0.00015096 | 0.00015792 | 0.00015912 | 0.00015673 | 0.00015053 | 0.0001407 | 0.0001295 | 0.00012457 | 0.00013592 | 0.00013817 | 0.00014741 | 0.00014247 | 0.0001282 | 0.00011199
commercial-lighting | Summer | 9.9075e-05 | 9.3574e-05 | 9.1671e-05 | 9.0961e-05 | 9.262e-05 | 9.4923e-05 | 8.6429e-05 | 8.9933e-05 | 9.4592e-05 | 0.00010792 | 0.0001178 | 0.00012243 | 0.00012358 | 0.00012199 | 0.00011744 | 0.00011063 | 0.00010326 | 9.9533e-05 | 0.00010857 | 0.00011747 | 0.00013197 | 0.00013022 | 0.00011718 | 0.0001051
commercial-lighting | Fall | 9.7077e-05 | 9.2808e-05 | 9.1087e-05 | 9.0604e-05 | 9.2689e-05 | 9.7109e-05 | 9.1585e-05 | 8.2963e-05 | 9.1012e-05 | 0.0001054 | 0.00011403 | 0.00011804 | 0.00011893 | 0.00011728 | 0.00011265 | 0.00010599 | 9.9009e-05 | 9.4007e-05 | 0.00010513 | 0.0001195 | 0.00013231 | 0.00012608 | 0.0001128 | 0.00010241
commercial-lighting | Summer Peak | 9.6997e-05 | 9.3047e-05 | 9.1823e-05 | 9.1894e-05 | 9.4983e-05 | 9.8172e-05 | 6.7549e-05 | 8.628e-05 | 0.0001149 | 0.00013307 | 0.00014205 | 0.0001451 | 0.00014446 | 0.0001409 | 0.00013356 | 0.000124 | 0.00011456 | 0.00010511 | 9.7622e-05 | 9.5138e-05 | 0.00012694 | 0.0001335 | 0.00011488 | 0.00010262
commercial-lighting | Winter Peak | 0.00010465 | 9.8827e-05 | 9.5255e-05 | 9.4116e-05 | 9.4439e-05 | 9.7922e-05 | 0.00010767 | 0.0001253 | 0.00011137 | 0.00012527 | 0.00014376 | 0.00015291 | 0.00015549 | 0.00015442 | 0.00015005 | 0.00014155 | 0.00013085 | 0.00012601 | 0.00015959 | 0.00015952 | 0.0001524 | 0.00014674 | 0.00013597 | 0.00011721
commercial-appliances | Winter | 5.1446e-05 | 4.5471e-05 | 4.2257e-05 | 4.2301e-05 | 4.7697e-05 | 5.8479e-05 | 7.9104e-05 | 0.00010204 | 0.00014595 | 0.00017845 | 0.00019471 | 0.00020262 | 0.00020238 | 0.00019731 | 0.00018909 | 0.00018215 | 0.00015669 | 0.00014246 | 0.00013716 | 0.00012902 | 0.00011088 | 8.9757e-05 | 7.3049e-05 | 6.1851e-05
commercial-appliances | Spring | 5.5929e-05 | 4.8139e-05 | 4.3454e-05 | 4.2412e-05 | 4.5478e-05 | 5.4656e-05 | 7.5975e-05 | 9.4059e-05 | 0.00012731 | 0.00017118 | 0.00019167 | 0.00020236 | 0.00020457 | 0.00020175 | 0.00019412 | 0.00018665 | 0.00017263 | 0.00014668 | 0.000141 | 0.00013429 | 0.00012089 | 9.8303e-05 | 7.9159e-05 | 6.6325e-05
commercial-appliances | Summer | 5.1844e-05 | 4.4498e-05 | 4.1977e-05 | 4.2792e-05 | 4.7679e-05 | 5.618e-05 | 7.3625e-05 | 9.0403e-05 | 0.00012137 | 0.00014933 | 0.00016237 | 0.00017006 | 0.00017214 | 0.00017152 | 0.00016824 | 0.00016551 | 0.00014775 | 0.00013362 | 0.00012879 | 0.00012081 | 0.00010566 | 8.8541e-05 | 7.3471e-05 | 6.1222e-05
commercial-appliances | Fall | 4.864e-05 | 4.3511e-05 | 4.2123e-05 | 4.3847e-05 | 4.9311e-05 | 5.8855e-05 | 7.3968e-05 | 9.2771e-05 | 0.00013314 | 0.00015615 | 0.00016794 | 0.00017526 | 0.00017723 | 0.00017529 | 0.00017118 | 0.00016697 | 0.00014105 | 0.00013247 | 0.0001271 | 0.00011825 | 0.00010186 | 8.5134e-05 | 6.9869e-05 | 5.8012e-05
commercial-appliances | Summer Peak | 4.7928e-05 | 4.2443e-05 | 4.0695e-05 | 4.1729e-05 | 4.7885e-05 | 5.7816e-05 | 8.7107e-05 | 0.0001 | 0.00013337 | 0.0001491 | 0.00015894 | 0.00016344 | 0.00016178 | 0.00015989 | 0.00015623 | 0.00015456 | 0.00013288 | 0.00012987 | 0.00012482 | 0.00011596 | 9.766e-05 | 7.9489e-05 | 6.5017e-05 | 5.5764e-05
commercial-appliances | Winter Peak | 6.3238e-05 | 5.2382e-05 | 4.6152e-05 | 4.3982e-05 | 4.5092e-05 | 5.321e-05 | 6.7094e-05 | 8.8084e-05 | 0.00011898 | 0.00018026 | 0.00020753 | 0.00022243 | 0.00022834 | 0.00022617 | 0.00021764 | 0.00020722 | 0.00019886 | 0.00015803 | 0.00015168 | 0.0001464 | 0.00013646 | 0.00011206 | 9.0112e-05 | 7.4239e-05
commercial-other | Winter | 9.3071e-05 | 9.2598e-05 | 9.0718e-05 | 8.8581e-05 | 8.7885e-05 | 9.0132e-05 | 0.00010434 | 0.00011906 | 0.00013266 | 0.0001452 | 0.00015548 | 0.00016025 | 0.00016021 | 0.00015671 | 0.00015016 | 0.00014307 | 0.00013742 | 0.00013299 | 0.00012289 | 0.00011573 | 0.00011017 | 0.0001048 | 0.00010077 | 9.807e-05
commercial-other | Spring | 9.4489e-05 | 9.2754e-05 | 9.0964e-05 | 8.8903e-05 | 8.7565e-05 | 8.8934e-05 | 9.8639e-05 | 0.00011548 | 0.00012976 | 0.00014351 | 0.00015511 | 0.00016219 | 0.00016346 | 0.00016082 | 0.00015495 | 0.0001473 | 0.00014061 | 0.00013547 | 0.00012764 | 0.00011801 | 0.00011233 | 0.00010663 | 0.00010192 | 9.8804e-05
commercial-other | Summer | 9.4482e-05 | 9.2236e-05 | 9.1241e-05 | 8.9348e-05 | 8.8115e-05 | 8.8623e-05 | 9.697e-05 | 0.00010602 | 0.00011403 | 0.00012169 | 0.00012826 | 0.00013182 | 0.00013259 | 0.00013122 | 0.00012786 | 0.00012442 | 0.00012209 | 0.00012051 | 0.00011472 | 0.00010974 | 0.00010588 | 0.00010185 | 9.8307e-05 | 9.5547e-05
commercial-other | Fall | 9.3803e-05 | 9.2141e-05 | 9.0914e-05 | 8.8765e-05 | 8.7442e-05 | 8.7739e-05 | 9.6322e-05 | 0.00010318 | 0.00011073 | 0.00011783 | 0.00012397 | 0.00012693 | 0.00012777 | 0.00012663 | 0.00012392 | 0.00012134 | 0.00011962 | 0.0001184 | 0.00011201 | 0.00010819 | 0.00010441 | 0.00010031 | 9.6778e-05 | 9.4247e-05
commercial-other | Summer Peak | 9.2671e-05 | 9.1945e-05 | 9.002e-05 | 8.7918e-05 | 8.7571e-05 | 9.0074e-05 | 0.00010714 | 0.00011905 | 0.00013103 | 0.00014185 | 0.00015078 | 0.00015366 | 0.00015275 | 0.00014888 | 0.00014236 | 0.00013637 | 0.00013216 | 0.00012892 | 0.00011748 | 0.00011272 | 0.00010759 | 0.00010262 | 9.9072e-05 | 9.6674e-05
commercial-other | Winter Peak | 9.6508e-05 | 9.3931e-05 | 9.2506e-05 | 9.0523e-05 | 8.8322e-05 | 8.8109e-05 | 9.1065e-05 | 0.00010898 | 0.00012205 | 0.00013525 | 0.00014698 | 0.00015633 | 0.00015926 | 0.00015815 | 0.00015393 | 0.00014681 | 0.00014014 | 0.00013529 | 0.00013138 | 0.00011938 | 0.0001142 | 0.00010872 | 0.00010355 | 9.9985e-05
commercial-envelope | Winter | 0 | 0 | 0 | 0 | 0 | 0 | 0 | 0 | 0 | 0 | 0 | 0 | 0 | 0 | 0 | 0 | 0 | 0 | 0 | 0 | 0 | 0 | 0 | 0
commercial-envelope | Spring | 0 | 0 | 0 | 0 | 0 | 0 | 0 | 0 | 0 | 0 | 0 | 0 | 0 | 0 | 0 | 0 | 0 | 0 | 0 | 0 | 0 | 0 | 0 | 0
commercial-envelope | Summer | 0 | 0 | 0 | 0 | 0 | 0 | 0 | 0 | 0 | 0 | 0 | 0 | 0 | 0 | 0 | 0 | 0 | 0 | 0 | 0 | 0 | 0 | 0 | 0
commercial-envelope | Fall | 0 | 0 | 0 | 0 | 0 | 0 | 0 | 0 | 0 | 0 | 0 | 0 | 0 | 0 | 0 | 0 | 0 | 0 | 0 | 0 | 0 | 0 | 0 | 0
commercial-envelope | Summer Peak | 0 | 0 | 0 | 0 | 0 | 0 | 0 | 0 | 0 | 0 | 0 | 0 | 0 | 0 | 0 | 0 | 0 | 0 | 0 | 0 | 0 | 0 | 0 | 0
commercial-envelope | Winter Peak | 0 | 0 | 0 | 0 | 0 | 0 | 0 | 0 | 0 | 0 | 0 | 0 | 0 | 0 | 0 | 0 | 0 | 0 | 0 | 0 | 0 | 0 | 0 | 0
LDVs | Winter | 2.7637e-05 | 1.5232e-05 | 8.8156e-06 | 9.4101e-06 | 4.2478e-06 | 1.7077e-05 | 4.3282e-05 | 7.8292e-05 | 8.9821e-05 | 9.1818e-05 | 0.00010763 | 0.00013294 | 0.00015554 | 0.00015831 | 0.00017518 | 0.00022488 | 0.00028757 | 0.00032484 | 0.00026643 | 0.00017126 | 0.00013595 | 0.00010468 | 7.2474e-05 | 5.108e-05
LDVs | Spring | 2.4797e-05 | 1.4136e-05 | 7.7252e-06 | 8.6923e-06 | 4.1646e-06 | 1.6878e-05 | 4.2911e-05 | 7.9704e-05 | 8.9678e-05 | 8.8467e-05 | 0.0001019 | 0.00012645 | 0.00014622 | 0.00014918 | 0.00016616 | 0.00021729 | 0.00028264 | 0.00032645 | 0.00026442 | 0.00016157 | 0.00012701 | 9.788e-05 | 6.6407e-05 | 4.5576e-05
LDVs | Summer | 3.0242e-05 | 1.5743e-05 | 9.8241e-06 | 9.719e-06 | 3.9517e-06 | 1.5571e-05 | 3.8901e-05 | 7.0865e-05 | 8.4023e-05 | 9.0703e-05 | 0.0001082 | 0.0001342 | 0.00015802 | 0.00016115 | 0.00017639 | 0.00022017 | 0.00027655 | 0.00030569 | 0.00026243 | 0.00017918 | 0.0001441 | 0.00011344 | 8.0756e-05 | 5.6437e-05
LDVs | Fall | 3.5768e-05 | 1.7141e-05 | 1.1809e-05 | 1.0565e-05 | 3.6811e-06 | 1.4168e-05 | 3.4359e-05 | 6.127e-05 | 7.7007e-05 | 9.1007e-05 | 0.0001113 | 0.00013848 | 0.00016651 | 0.00016998 | 0.00018281 | 0.00021933 | 0.00026855 | 0.00028749 | 0.00026447 | 0.00020069 | 0.00016234 | 0.00012894 | 9.4584e-05 | 6.5769e-05
LDVs | Summer Peak | 2.2914e-05 | 1.4864e-05 | 7.0759e-06 | 9.34e-06 | 5.1622e-06 | 2.123e-05 | 5.5847e-05 | 0.00010291 | 0.00011189 | 0.00010288 | 0.00011625 | 0.00014329 | 0.0001633 | 0.00016484 | 0.00018392 | 0.00024466 | 0.00031396 | 0.00036143 | 0.00027483 | 0.00015047 | 0.00011782 | 8.7869e-05 | 5.7229e-05 | 4.1025e-05
LDVs | Winter Peak | 2.216e-05 | 1.277e-05 | 6.7334e-06 | 7.7341e-06 | 3.776e-06 | 1.5495e-05 | 3.9394e-05 | 7.3644e-05 | 8.1763e-05 | 7.9543e-05 | 8.9499e-05 | 0.00010975 | 0.00012646 | 0.00012857 | 0.00014433 | 0.00019227 | 0.00025595 | 0.00030605 | 0.00024826 | 0.00014759 | 0.00011546 | 9.0066e-05 | 6.0676e-05 | 4.2027e-05
HDVs | Winter | 0.00011503 | 0.00011566 | 0.00011753 | 0.00012146 | 0.00012728 | 0.00012971 | 0.00011646 | 0.0001103 | 0.00010689 | 0.0001076 | 0.00010657 | 0.00010727 | 0.00010714 | 0.00010765 | 0.00010852 | 0.0001102 | 0.00011157 | 0.00011006 | 0.00011152 | 0.00011392 | 0.00011458 | 0.00011261 | 0.00011133 | 0.00011215
HDVs | Spring | 0.00011371 | 0.00011402 | 0.0001148 | 0.00011657 | 0.00012033 | 0.00012105 | 0.00011118 | 0.00010821 | 0.00010535 | 0.00010608 | 0.00010387 | 0.00010491 | 0.00010496 | 0.00010617 | 0.0001072 | 0.00010822 | 0.00010958 | 0.00010941 | 0.00011176 | 0.00011338 | 0.00011362 | 0.0001125 | 0.00011084 | 0.00011225
HDVs | Summer | 0.0001154 | 0.00011717 | 0.00011957 | 0.00012373 | 0.00012871 | 0.00013089 | 0.00011736 | 0.0001122 | 0.00010867 | 0.00010879 | 0.00010716 | 0.00010801 | 0.00010771 | 0.00010861 | 0.00011035 | 0.00010981 | 0.00011041 | 0.00010937 | 0.00011085 | 0.00011387 | 0.00011415 | 0.00011295 | 0.0001127 | 0.00011314
HDVs | Fall | 0.00012018 | 0.00012267 | 0.0001263 | 0.00012936 | 0.00013515 | 0.00013832 | 0.00012493 | 0.00011851 | 0.00011268 | 0.00011273 | 0.00011032 | 0.00011035 | 0.00011081 | 0.00011208 | 0.00011221 | 0.00011345 | 0.00011446 | 0.00011315 | 0.00011618 | 0.00011849 | 0.00011766 | 0.00011553 | 0.00011511 | 0.00011555
HDVs | Summer Peak | 0.00011607 | 0.00011841 | 0.00011964 | 0.0001191 | 0.00012004 | 0.00012115 | 0.00011565 | 0.00011116 | 0.00010946 | 0.00010953 | 0.0001075 | 0.00011193 | 0.00011211 | 0.00011035 | 0.00010612 | 0.00010677 | 0.00010571 | 0.00010638 | 0.00010636 | 0.00010683 | 0.00010619 | 0.00010511 | 0.0001051 | 0.00010605
HDVs | Winter Peak | 0.00011288 | 0.00011213 | 0.00011244 | 0.0001127 | 0.00011598 | 0.00011796 | 0.00010864 | 0.00010376 | 0.00010331 | 0.00010395 | 0.00010105 | 9.8866e-05 | 9.9474e-05 | 0.00010065 | 0.00010198 | 0.00010418 | 0.00010758 | 0.0001095 | 0.00011498 | 0.00011548 | 0.00011489 | 0.00011392 | 0.00011161 | 0.0001114
aircraft | Winter | 0 | 0 | 0 | 0 | 0 | 0 | 0 | 0 | 0 | 0 | 0 | 0 | 0 | 0 | 0 | 0 | 0 | 0 | 0 | 0 | 0 | 0 | 0 | 0
aircraft | Spring | 0 | 0 | 0 | 0 | 0 | 0 | 0 | 0 | 0 | 0 | 0 | 0 | 0 | 0 | 0 | 0 | 0 | 0 | 0 | 0 | 0 | 0 | 0 | 0
aircraft | Summer | 0 | 0 | 0 | 0 | 0 | 0 | 0 | 0 | 0 | 0 | 0 | 0 | 0 | 0 | 0 | 0 | 0 | 0 | 0 | 0 | 0 | 0 | 0 | 0
aircraft | Fall | 0 | 0 | 0 | 0 | 0 | 0 | 0 | 0 | 0 | 0 | 0 | 0 | 0 | 0 | 0 | 0 | 0 | 0 | 0 | 0 | 0 | 0 | 0 | 0
aircraft | Summer Peak | 0 | 0 | 0 | 0 | 0 | 0 | 0 | 0 | 0 | 0 | 0 | 0 | 0 | 0 | 0 | 0 | 0 | 0 | 0 | 0 | 0 | 0 | 0 | 0
aircraft | Winter Peak | 0 | 0 | 0 | 0 | 0 | 0 | 0 | 0 | 0 | 0 | 0 | 0 | 0 | 0 | 0 | 0 | 0 | 0 | 0 | 0 | 0 | 0 | 0 | 0
rail | Winter | 2.7637e-05 | 1.5232e-05 | 8.8156e-06 | 9.4101e-06 | 4.2478e-06 | 1.7077e-05 | 4.3282e-05 | 7.8292e-05 | 8.9821e-05 | 9.1818e-05 | 0.00010763 | 0.00013294 | 0.00015554 | 0.00015831 | 0.00017518 | 0.00022488 | 0.00028757 | 0.00032484 | 0.00026643 | 0.00017126 | 0.00013595 | 0.00010468 | 7.2474e-05 | 5.108e-05
rail | Spring | 2.4797e-05 | 1.4136e-05 | 7.7252e-06 | 8.6923e-06 | 4.1646e-06 | 1.6878e-05 | 4.2911e-05 | 7.9704e-05 | 8.9678e-05 | 8.8467e-05 | 0.0001019 | 0.00012645 | 0.00014622 | 0.00014918 | 0.00016616 | 0.00021729 | 0.00028264 | 0.00032645 | 0.00026442 | 0.00016157 | 0.00012701 | 9.788e-05 | 6.6407e-05 | 4.5576e-05
rail | Summer | 3.0242e-05 | 1.5743e-05 | 9.8241e-06 | 9.719e-06 | 3.9517e-06 | 1.5571e-05 | 3.8901e-05 | 7.0865e-05 | 8.4023e-05 | 9.0703e-05 | 0.0001082 | 0.0001342 | 0.00015802 | 0.00016115 | 0.00017639 | 0.00022017 | 0.00027655 | 0.00030569 | 0.00026243 | 0.00017918 | 0.0001441 | 0.00011344 | 8.0756e-05 | 5.6437e-05
rail | Fall | 3.5768e-05 | 1.7141e-05 | 1.1809e-05 | 1.0565e-05 | 3.6811e-06 | 1.4168e-05 | 3.4359e-05 | 6.127e-05 | 7.7007e-05 | 9.1007e-05 | 0.0001113 | 0.00013848 | 0.00016651 | 0.00016998 | 0.00018281 | 0.00021933 | 0.00026855 | 0.00028749 | 0.00026447 | 0.00020069 | 0.00016234 | 0.00012894 | 9.4584e-05 | 6.5769e-05
rail | Summer Peak | 2.2914e-05 | 1.4864e-05 | 7.0759e-06 | 9.34e-06 | 5.1622e-06 | 2.123e-05 | 5.5847e-05 | 0.00010291 | 0.00011189 | 0.00010288 | 0.00011625 | 0.00014329 | 0.0001633 | 0.00016484 | 0.00018392 | 0.00024466 | 0.00031396 | 0.00036143 | 0.00027483 | 0.00015047 | 0.00011782 | 8.7869e-05 | 5.7229e-05 | 4.1025e-05
rail | Winter Peak | 2.216e-05 | 1.277e-05 | 6.7334e-06 | 7.7341e-06 | 3.776e-06 | 1.5495e-05 | 3.9394e-05 | 7.3644e-05 | 8.1763e-05 | 7.9543e-05 | 8.9499e-05 | 0.00010975 | 0.00012646 | 0.00012857 | 0.00014433 | 0.00019227 | 0.00025595 | 0.00030605 | 0.00024826 | 0.00014759 | 0.00011546 | 9.0066e-05 | 6.0676e-05 | 4.2027e-05
ships | Winter | 0 | 0 | 0 | 0 | 0 | 0 | 0 | 0 | 0 | 0 | 0 | 0 | 0 | 0 | 0 | 0 | 0 | 0 | 0 | 0 | 0 | 0 | 0 | 0
ships | Spring | 0 | 0 | 0 | 0 | 0 | 0 | 0 | 0 | 0 | 0 | 0 | 0 | 0 | 0 | 0 | 0 | 0 | 0 | 0 | 0 | 0 | 0 | 0 | 0
ships | Summer | 0 | 0 | 0 | 0 | 0 | 0 | 0 | 0 | 0 | 0 | 0 | 0 | 0 | 0 | 0 | 0 | 0 | 0 | 0 | 0 | 0 | 0 | 0 | 0
ships | Fall | 0 | 0 | 0 | 0 | 0 | 0 | 0 | 0 | 0 | 0 | 0 | 0 | 0 | 0 | 0 | 0 | 0 | 0 | 0 | 0 | 0 | 0 | 0 | 0
ships | Summer Peak | 0 | 0 | 0 | 0 | 0 | 0 | 0 | 0 | 0 | 0 | 0 | 0 | 0 | 0 | 0 | 0 | 0 | 0 | 0 | 0 | 0 | 0 | 0 | 0
ships | Winter Peak | 0 | 0 | 0 | 0 | 0 | 0 | 0 | 0 | 0 | 0 | 0 | 0 | 0 | 0 | 0 | 0 | 0 | 0 | 0 | 0 | 0 | 0 | 0 | 0
motorbikes | Winter | 0 | 0 | 0 | 0 | 0 | 0 | 0 | 0 | 0 | 0 | 0 | 0 | 0 | 0 | 0 | 0 | 0 | 0 | 0 | 0 | 0 | 0 | 0 | 0
motorbikes | Spring | 0 | 0 | 0 | 0 | 0 | 0 | 0 | 0 | 0 | 0 | 0 | 0 | 0 | 0 | 0 | 0 | 0 | 0 | 0 | 0 | 0 | 0 | 0 | 0
motorbikes | Summer | 0 | 0 | 0 | 0 | 0 | 0 | 0 | 0 | 0 | 0 | 0 | 0 | 0 | 0 | 0 | 0 | 0 | 0 | 0 | 0 | 0 | 0 | 0 | 0
motorbikes | Fall | 0 | 0 | 0 | 0 | 0 | 0 | 0 | 0 | 0 | 0 | 0 | 0 | 0 | 0 | 0 | 0 | 0 | 0 | 0 | 0 | 0 | 0 | 0 | 0
motorbikes | Summer Peak | 0 | 0 | 0 | 0 | 0 | 0 | 0 | 0 | 0 | 0 | 0 | 0 | 0 | 0 | 0 | 0 | 0 | 0 | 0 | 0 | 0 | 0 | 0 | 0
motorbikes | Winter Peak | 0 | 0 | 0 | 0 | 0 | 0 | 0 | 0 | 0 | 0 | 0 | 0 | 0 | 0 | 0 | 0 | 0 | 0 | 0 | 0 | 0 | 0 | 0 | 0
industry | Winter | 0.00010931 | 0.00011008 | 0.00011102 | 0.00011118 | 0.00011457 | 0.00012081 | 0.00011981 | 0.00012176 | 0.00012654 | 0.00013032 | 0.00012924 | 0.00012996 | 0.00013071 | 0.00013088 | 0.00013013 | 0.00012757 | 0.00012397 | 0.0001175 | 0.00011594 | 0.00011806 | 0.00011758 | 0.00011442 | 0.00011095 | 0.00011045
industry | Spring | 0.00010895 | 0.00010916 | 0.00011039 | 0.00011029 | 0.00011326 | 0.00011962 | 0.00011854 | 0.00012374 | 0.00012862 | 0.00013251 | 0.00013077 | 0.00013262 | 0.00013298 | 0.00013362 | 0.00013263 | 0.00012998 | 0.00012697 | 0.00012114 | 0.0001208 | 0.00012258 | 0.00012183 | 0.00011961 | 0.00011546 | 0.00011307
industry | Summer | 0.00010468 | 0.00010616 | 0.00010638 | 0.00010626 | 0.00010893 | 0.0001143 | 0.00011298 | 0.00011558 | 0.00011976 | 0.00012276 | 0.00012156 | 0.00012219 | 0.00012243 | 0.00012263 | 0.00012203 | 0.0001196 | 0.00011623 | 0.00011038 | 0.00010982 | 0.00011119 | 0.00011105 | 0.00010912 | 0.00010676 | 0.00010645
industry | Fall | 9.9543e-05 | 0.00010025 | 9.9329e-05 | 9.8868e-05 | 0.00010167 | 0.00010692 | 0.00010482 | 0.00010495 | 0.00010773 | 0.00010968 | 0.00010816 | 0.00010838 | 0.00010872 | 0.00010861 | 0.00010779 | 0.00010595 | 0.00010319 | 9.9209e-05 | 9.9018e-05 | 0.00010067 | 9.9956e-05 | 9.7764e-05 | 9.6693e-05 | 9.8405e-05
industry | Summer Peak | 0.0001197 | 0.00012153 | 0.00012499 | 0.00012662 | 0.0001312 | 0.00013801 | 0.00013941 | 0.00014426 | 0.00015048 | 0.00015492 | 0.00015402 | 0.00015631 | 0.00015696 | 0.0001565 | 0.00015334 | 0.00014726 | 0.00013894 | 0.00012826 | 0.00012623 | 0.00012791 | 0.00012916 | 0.00012557 | 0.00012145 | 0.00011951
industry | Winter Peak | 0.00010923 | 0.00010812 | 0.00010901 | 0.00010798 | 0.00010983 | 0.00011718 | 0.00011624 | 0.00012241 | 0.0001267 | 0.00013049 | 0.0001263 | 0.00012667 | 0.00012674 | 0.00012698 | 0.0001264 | 0.00012531 | 0.00012463 | 0.00012227 | 0.00012291 | 0.00012375 | 0.00012274 | 0.00012235 | 0.00011794 | 0.00011421
district-heat-hydrogen | Winter | 0 | 0 | 0 | 0 | 0 | 0 | 0 | 0 | 0 | 0 | 0 | 0 | 0 | 0 | 0 | 0 | 0 | 0 | 0 | 0 | 0 | 0 | 0 | 0
district-heat-hydrogen | Spring | 0 | 0 | 0 | 0 | 0 | 0 | 0 | 0 | 0 | 0 | 0 | 0 | 0 | 0 | 0 | 0 | 0 | 0 | 0 | 0 | 0 | 0 | 0 | 0
district-heat-hydrogen | Summer | 0 | 0 | 0 | 0 | 0 | 0 | 0 | 0 | 0 | 0 | 0 | 0 | 0 | 0 | 0 | 0 | 0 | 0 | 0 | 0 | 0 | 0 | 0 | 0
district-heat-hydrogen | Fall | 0 | 0 | 0 | 0 | 0 | 0 | 0 | 0 | 0 | 0 | 0 | 0 | 0 | 0 | 0 | 0 | 0 | 0 | 0 | 0 | 0 | 0 | 0 | 0
district-heat-hydrogen | Summer Peak | 0 | 0 | 0 | 0 | 0 | 0 | 0 | 0 | 0 | 0 | 0 | 0 | 0 | 0 | 0 | 0 | 0 | 0 | 0 | 0 | 0 | 0 | 0 | 0
district-heat-hydrogen | Winter Peak | 0 | 0 | 0 | 0 | 0 | 0 | 0 | 0 | 0 | 0 | 0 | 0 | 0 | 0 | 0 | 0 | 0 | 0 | 0 | 0 | 0 | 0 | 0 | 0
geoeng | Winter | 0 | 0 | 0 | 0 | 0 | 0 | 0 | 0 | 0 | 0 | 0 | 0 | 0 | 0 | 0 | 0 | 0 | 0 | 0 | 0 | 0 | 0 | 0 | 0
geoeng | Spring | 0 | 0 | 0 | 0 | 0 | 0 | 0 | 0 | 0 | 0 | 0 | 0 | 0 | 0 | 0 | 0 | 0 | 0 | 0 | 0 | 0 | 0 | 0 | 0
geoeng | Summer | 0 | 0 | 0 | 0 | 0 | 0 | 0 | 0 | 0 | 0 | 0 | 0 | 0 | 0 | 0 | 0 | 0 | 0 | 0 | 0 | 0 | 0 | 0 | 0
geoeng | Fall | 0 | 0 | 0 | 0 | 0 | 0 | 0 | 0 | 0 | 0 | 0 | 0 | 0 | 0 | 0 | 0 | 0 | 0 | 0 | 0 | 0 | 0 | 0 | 0
geoeng | Summer Peak | 0 | 0 | 0 | 0 | 0 | 0 | 0 | 0 | 0 | 0 | 0 | 0 | 0 | 0 | 0 | 0 | 0 | 0 | 0 | 0 | 0 | 0 | 0 | 0
geoeng | Winter Peak | 0 | 0 | 0 | 0 | 0 | 0 | 0 | 0 | 0 | 0 | 0 | 0 | 0 | 0 | 0 | 0 | 0 | 0 | 0 | 0 | 0 | 0 | 0 | 0
datacenters | Winter | 0.00011416 | 0.00011416 | 0.00011416 | 0.00011416 | 0.00011416 | 0.00011416 | 0.00011416 | 0.00011416 | 0.00011416 | 0.00011416 | 0.00011416 | 0.00011416 | 0.00011416 | 0.00011416 | 0.00011416 | 0.00011416 | 0.00011416 | 0.00011416 | 0.00011416 | 0.00011416 | 0.00011416 | 0.00011416 | 0.00011416 | 0.00011416
datacenters | Spring | 0.00011416 | 0.00011416 | 0.00011416 | 0.00011416 | 0.00011416 | 0.00011416 | 0.00011416 | 0.00011416 | 0.00011416 | 0.00011416 | 0.00011416 | 0.00011416 | 0.00011416 | 0.00011416 | 0.00011416 | 0.00011416 | 0.00011416 | 0.00011416 | 0.00011416 | 0.00011416 | 0.00011416 | 0.00011416 | 0.00011416 | 0.00011416
datacenters | Summer | 0.00011416 | 0.00011416 | 0.00011416 | 0.00011416 | 0.00011416 | 0.00011416 | 0.00011416 | 0.00011416 | 0.00011416 | 0.00011416 | 0.00011416 | 0.00011416 | 0.00011416 | 0.00011416 | 0.00011416 | 0.00011416 | 0.00011416 | 0.00011416 | 0.00011416 | 0.00011416 | 0.00011416 | 0.00011416 | 0.00011416 | 0.00011416
datacenters | Fall | 0.00011416 | 0.00011416 | 0.00011416 | 0.00011416 | 0.00011416 | 0.00011416 | 0.00011416 | 0.00011416 | 0.00011416 | 0.00011416 | 0.00011416 | 0.00011416 | 0.00011416 | 0.00011416 | 0.00011416 | 0.00011416 | 0.00011416 | 0.00011416 | 0.00011416 | 0.00011416 | 0.00011416 | 0.00011416 | 0.00011416 | 0.00011416
datacenters | Summer Peak | 0.00011416 | 0.00011416 | 0.00011416 | 0.00011416 | 0.00011416 | 0.00011416 | 0.00011416 | 0.00011416 | 0.00011416 | 0.00011416 | 0.00011416 | 0.00011416 | 0.00011416 | 0.00011416 | 0.00011416 | 0.00011416 | 0.00011416 | 0.00011416 | 0.00011416 | 0.00011416 | 0.00011416 | 0.00011416 | 0.00011416 | 0.00011416
datacenters | Winter Peak | 0.00011416 | 0.00011416 | 0.00011416 | 0.00011416 | 0.00011416 | 0.00011416 | 0.00011416 | 0.00011416 | 0.00011416 | 0.00011416 | 0.00011416 | 0.00011416 | 0.00011416 | 0.00011416 | 0.00011416 | 0.00011416 | 0.00011416 | 0.00011416 | 0.00011416 | 0.00011416 | 0.00011416 | 0.00011416 | 0.00011416 | 0.00011416

## Validation
Section 1: Energy Reconstruction (Annual). Per category: annual input vs reconstructed sum-of-hourly. Should be ~100% match by construction; flag if not.
category | annual_input_MWh | annual_reconstructed_MWh | abs_diff_MWh | rel_diff
residential-heating | 7313976.26 | 7313976.26 | 0 | 0
residential-cooling | 7914097.39 | 7914097.39 | 0 | 0
residential-lighting | 2250454.23 | 2250454.23 | 0 | 0
residential-appliances | 10464612.19 | 10464612.19 | 0 | 0
residential-other | 9301877.5 | 9301877.5 | 0 | 0
residential-envelope | 0 | 0 | 0 | 0
commercial-heating | 906751.58 | 906751.58 | 0 | 0
commercial-cooling | 6092532.49 | 6092532.49 | 0 | 0
commercial-lighting | 2812118.16 | 2812118.16 | 0 | 0
commercial-appliances | 3912835.3 | 3912835.3 | 0 | 0
commercial-other | 16066207.96 | 16066207.96 | 0 | 0
commercial-envelope | 0 | 0 | 0 | 0
LDVs | 18333.02 | 18333.02 | 0 | 0
HDVs | 53.01 | 53.01 | 0 | 0
aircraft | 0 | 0 | 0 | 0
rail | 6819.13 | 6819.13 | 0 | 0
ships | 0 | 0 | 0 | 0
motorbikes | 0 | 0 | 0 | 0
industry | 13245603.75 | 13245603.75 | 0 | 0
district-heat-hydrogen | 0 | 0 | 0 | 0
geoeng | 0 | 0 | 0 | 0
datacenters | 0 | 0 | 0 | 0
Section 2: Hourly NRMSE - Total and Per-Slice (non-peak slices only). Lower is better.
scope | NRMSE | MAE_MWh | n_hours
total_year | 0.088018 | 713.59 | 8760
Winter | 0.10332 | 710.28 | 2088
Spring | 0.11046 | 796.66 | 1512
Summer | 0.12383 | 835.9 | 1896
Fall | 0.12199 | 646.63 | 2688
Summer Peak | 0.059176 | 398.09 | 144
Winter Peak | 0.088611 | 423.88 | 432
Section 3: Per-end-use NRMSE. Identifies categories that are poorly fit.
category | NRMSE | MAE_MWh | annual_MWh
residential-heating | 0.1733 | 660.63 | 7313976.26
residential-cooling | 0.16141 | 614.6 | 7914097.39
residential-lighting | 0.071364 | 35.28 | 2250454.23
residential-appliances | 0.086578 | 109.3 | 10464612.19
residential-other | 0.11976 | 56.96 | 9301877.5
residential-envelope | 0 | 0 | 0
commercial-heating | 0.1384 | 79.6 | 906751.58
commercial-cooling | 0.12686 | 208.46 | 6092532.49
commercial-lighting | 0.16836 | 44.95 | 2812118.16
commercial-appliances | 0.093949 | 52.56 | 3912835.3
commercial-other | 0.18204 | 168.46 | 16066207.96
commercial-envelope | 0 | 0 | 0
LDVs | 0.066462 | 0.35 | 18333.02
HDVs | 0.108 | 0 | 53.01
aircraft | 0 | 0 | 0
rail | 0.066462 | 0.13 | 6819.13
ships | 0 | 0 | 0
motorbikes | 0 | 0 | 0
industry | 0.22118 | 267.99 | 13245603.75
district-heat-hydrogen | 0 | 0 | 0
geoeng | 0 | 0 | 0
datacenters | 0 | 0 | 0
Section 4: Peak Hour Preservation (capacity adequacy critical). Target ratio 0.95-1.05.
metric | representative_MW | actual_MW | preservation_ratio | note
system_peak_hour | 14611.25 | 14862.28 | 0.9831 | representative max vs top-5 days actual peak average
summer_peak_slice | 14611.25 | 14638.13 | 0.9982 | Summer Peak slice reconstructed peak vs actual top-5 average
winter_peak_slice | 13403.59 | 13421.43 | 0.9987 | Winter Peak slice reconstructed peak vs actual top-5 average
category_peak_residential-cooling | 4887.24 | 5066.87 | 0.9645
category_peak_commercial-cooling | 2500.18 | 2607.73 | 0.9588
category_peak_residential-heating | 3896.11 | 4605.7 | 0.8459
category_peak_commercial-heating | 638.8 | 727.01 | 0.8787
Section 5: Top-100 Hour Capture. Fraction of top-100 actual hours reconstructed within 10% of original.
metric | value | note
top_100_hours_capture_pct | 0.56 | fraction of top-100 actual hours where recon >= 90% of actual
top_100_actual_min_MW | 13691.01 | lowest MW threshold of top-100 actual hours
top_100_recon_avg_MW | 13051.05 | avg reconstructed MW at top-100 actual hour positions
top_100_actual_avg_MW | 14220.62 | avg actual MW at top-100 hours
Section 6: Net Load Peak Preservation. Critical for VRE-heavy systems.
metric | representative_MW | actual_MW | preservation_ratio | note
net_load_peak_hour | 14405.65 | 14342.7 | 1.0044 | representative net-load max vs top-5 days actual peak average
summer_peak_net_load | 14405.65 | 14115.21 | 1.0206
winter_peak_net_load | 13319.59 | 13148.38 | 1.013
Section 7: Load Duration Curve fit. RMSE on top 1%, top 5%, overall.
scope | RMSE_MW | n_hours | note
top_1pct | 468.54 | 88 | top 1% of LDC = top ~87 hours
top_5pct | 590.34 | 438 | top 5% of LDC = top ~438 hours
overall | 269.98 | 8760 | full 8760 LDC
Section 8: SHELF Balance Check. Sum LF*days across non-peak slices should equal 1.0 +/- tolerance.
category | shelf_balance_sum | deviation_from_1 | note
residential-heating | 1 | 0 | expected ~1.0 across all 6 slices
residential-cooling | 1 | 0 | expected ~1.0 across all 6 slices
residential-lighting | 1 | 0 | expected ~1.0 across all 6 slices
residential-appliances | 1 | 0 | expected ~1.0 across all 6 slices
residential-other | 1 | 0 | expected ~1.0 across all 6 slices
residential-envelope | 0 | 0 | category has zero annual energy
commercial-heating | 1 | 0 | expected ~1.0 across all 6 slices
commercial-cooling | 1 | 0 | expected ~1.0 across all 6 slices
commercial-lighting | 1 | 0 | expected ~1.0 across all 6 slices
commercial-appliances | 1 | 0 | expected ~1.0 across all 6 slices
commercial-other | 1 | 0 | expected ~1.0 across all 6 slices
commercial-envelope | 0 | 0 | category has zero annual energy
LDVs | 1 | 0 | expected ~1.0 across all 6 slices
HDVs | 1 | 0 | expected ~1.0 across all 6 slices
aircraft | 0 | 0 | category has zero annual energy
rail | 1 | 0 | expected ~1.0 across all 6 slices
ships | 0 | 0 | category has zero annual energy
motorbikes | 0 | 0 | category has zero annual energy
industry | 1 | 0 | expected ~1.0 across all 6 slices
district-heat-hydrogen | 0 | 0 | category has zero annual energy
geoeng | 0 | 0 | category has zero annual energy
datacenters | 0 | 0 | category has zero annual energy
Section 9: Weather-Year Alignment Diagnostics. Daily summer correlation; net-load peak under +/-7d, +/-14d shifts.
metric | value | note
summer_daily_corr_buildings_vs_solar_cf | -0.0893 | correlation of daily summer building demand vs daily solar CF
peak_day_buildings_doy | 6 | day-of-year of peak building demand day
net_load_peak_shift_-14d | 14690.22 | shifted gen by -14d; peak hour 2018-07-19 15:00:00
net_load_peak_shift_-7d | 14775.38 | shifted gen by -7d; peak hour 2018-07-06 15:00:00
net_load_peak_shift_0d | 14586.13 | shifted gen by 0d; peak hour 2018-08-28 16:00:00
net_load_peak_shift_7d | 14651.31 | shifted gen by 7d; peak hour 2018-08-28 15:00:00
net_load_peak_shift_14d | 14322.71 | shifted gen by 14d; peak hour 2018-07-21 16:00:00
Section 10: External Cross-Checks. Pipeline value vs reference (EIA SEDS, Cambium). Verify against primary sources.
name | pipeline_value | reference_value | rel_diff | note
MO_total_annual_TWh | 80.31 | 80 | 0.0038 | EIA SEDS 2022 MO total electricity consumption ~80 TWh; staff verify against current SEDS release
MO_solar_pv_annual_TWh | 0.4971 | 0.4971 | 0 | Pipeline derived directly from Cambium hourly CFs * capacity; reference = same Cambium math (sanity self-check)
MO_wind_annual_TWh | 7.8457 | 7.8457 | 0 | Pipeline derived from Cambium hourly CFs * capacity for onshore + offshore wind; reference = same Cambium math
cambium_capacity_solar-pv_MW | 78 |  |  | staff-review against Cambium Scenario Viewer
cambium_capacity_solar-pv-dist_MW | 217.8 |  |  | staff-review against Cambium Scenario Viewer
cambium_capacity_onshore-wind_MW | 2227.8 |  |  | staff-review against Cambium Scenario Viewer
cambium_capacity_offshore-wind_MW | 0 |  |  | staff-review against Cambium Scenario Viewer